## Sheet1 (2)
BUILDING | FLOOR | IDF # | IDF LOCATION # | RACK # | PATCH PANEL # | PATCH PANEL LABEL | PATCH PANEL PORT # | PATCH PANEL PORT LABEL | PATCH CABLE LABEL | PATCH CABLE COLOR | SWITCH # | SWITCH PORT # | VLAN TAGs | USER END LOCATION DESCRIPTION ITEMS HIGHLIGHTED IN RED ARE FOR REVIEW | USER END LOCATION # | USER END FACEPLATE LABEL | DEVICE | REMARKS | FLOOR PLAN FILE
| Basement |  | Control Room | 42U | 01 ODF 72FO |  | 1-36 | 1-36 |  | Yellow | Coresw SFP | 24 |  | FDR-1-2; FDR-1-2/1; FDR-2-1; FDR-2-THE; FDR-2-2; FDR-2-2/1; FDR-5-1; FDR-5-2; FDR-5-2-LIB |  |  | 2 | Theo SDNL | SL tăng lên 1
[5 empty] | 01 Patch panel 24 port |  | 1-24 | 1-24 |  | Blue | access sw | 24 |  | Control room, FCC Room |  |  | 1
[10 empty] | Blue | IP PABX 16CO/288EXT | 3 |  | Control room, FCC Room |  |  | 1
[10 empty] | Blue | Firewall | 8 |  | Control room |  |  | 1
[10 empty] | Blue | Router | 4 |  | Control room |  |  | 1
[10 empty] | Blue | Load Balance | 3 |  | Control room |  |  | 2
[10 empty] | Blue | Wireless controller | 4 |  | Control room |  |  | 1
[10 empty] | Blue | Server | 4 |  | Control room |  |  | 1
[11 empty] | ONT (By service) |  |  | Control room |  |  | 1
| Floor 1 |  | FDR-1-2 | 42U | 01 ODF 8FO |  | 1-4 | 1-4 |  | Yellow
[5 empty] | 03 Patch panel 48 port |  | 1-48 (x3) | 1-48 (x3) |  | Blue | access sw | 48 |  | Wifi-1/2-05~18; Type A-1/2-03~08; Type B-1/2-01~03; Type D-1/2-06~10; Type C-1/2-01~02; Type E-1/2-01~02 |  |  | 3 | Theo SDNL | Tăng từ 1 sw 48 lên 3 switch 48
[5 empty] | 01 Patch panel 24 port |  | 1-24 | 1-24 |  | Blue | access sw PoE | 48 |  |  |  |  | 1
| Floor 1 |  | FDR-1-2/1 | 42U | 01 ODF 8FO |  | 1-4 | 1-4 |  | Yellow
[5 empty] | 01 Patch panel 48 port |  | 1-48 | 1-48 |  | Blue | access sw | 48 |  | Wifi-1/2-01~04; Type D-1/2-01~05; Type A-1/2-01~02 |  |  | 1 | Theo SDNL
[5 empty] | 01 Patch panel 24 port |  | 1-24 | 1-24 |  | Blue | access sw PoE | 16 |  |  |  |  | 1
| Floor 2 |  | FDR-2-1 | 42U | 01 ODF 12FO |  | 1-6 | 1-6 |  | Yellow
[5 empty] | 05 Patch panel 48 port |  | 1-48 (x5) | 1-48 (x5) |  | Blue | access sw | 48 |  | Wifi-1/1-01~10; Wifi-2/1-01~15; Wifi-3/1-01~07; Type F-1/1-01~02; Type E-2/1-01~02; Type A-2/1-01~12; Medical Room; Type D-2/1-01; Type D-3/1-01~08; Type A |  |  | 4 | Theo SDNL | Tăng từ 2 sw 48 lên 4 switch 48
[10 empty] | Blue | access sw PoE | 48 |  |  |  |  | 1
[5 empty] | 01 Patch panel 24 port |  | 1-24 | 1-24 |  | Blue | access sw PoE | 16 |  |  |  |  | 1 |  | Thêm 1 sw 16 POE
| Floor 2 |  | FDR-2-THE | 42U | 01 ODF 12FO |  | 1-6 | 1-6 |  | Yellow
[5 empty] | 01 Patch panel 48 port |  | 1-48 | 1-48 |  | Blue | access sw PoE | 48 |  | Wifi-1/1-11~17; Wifi-2/1-16~21; Wifi-3/1-08~10; Theater Stage; 6xProjector; Auxiliary control Station |  |  | 1 | Theo SDNL | đổi sw 48 GE sang sw 48 POE để sài chung cho Wifi và Tel
| Floor 2 |  | FDR-2-2 | 42U | 01 ODF 12FO |  | 1-6 | 1-6 |  | Yellow
[5 empty] | 07 Patch panel 48 port |  | 1-48 (x7) | 1-48 (x7) |  | Blue | access sw | 48 |  | Wifi-2/2-08~18; Type D-2/2-11~19; Library; Office Room; Wifi-3/2-01~16; Type A-2/2-01~02; Type A-3/2-01~04; Type B-3/2-01; Type D-3/2-01~11; Type E-3/2-01~02; Counselling Room |  |  | 6 | Theo SDNL | từ 2 Sw 48 tăng lên 6 Sw 48
[10 empty] | Blue | access sw PoE | 48 |  |  |  |  | 1
| Floor 2 |  | FDR-2-2/1 | 42U | 01 ODF 8FO |  | 1-4 | 1-4 |  | Yellow
[5 empty] | 03 Patch panel 48 port |  | 1-48 (x3) | 1-48 (x3) |  | Blue | access sw | 48 |  | Wifi-2/2-01~07; Type E-2/2-01~02; Type D-2/2-01~10 |  |  | 3 | Theo SDNL | từ 1 Sw 24 đổi qua 3 Sw 48
[10 empty] | Blue | access sw PoE | 16 |  |  |  |  | 1
| Floor 5 |  | FDR-5-1 | 42U | 01 ODF 8FO |  | 1-4 | 1-4 |  | Yellow
[5 empty] | 04 Patch panel 48 port |  | 1-48 (x4) | 1-48 (x4) |  | Blue | access sw | 48 |  | Wifi-5/1-01~07; Type E-5/1-01~09; Type A-5/1-01; Wifi-4/1-01~14; Type A-4/1-01; Type D-4/1-01~09 |  |  | 4 | Theo SDNL | từ 1 Sw 48 tăng lên 4 Sw 48
[5 empty] | 01 Patch panel 24 port |  | 1-24 (x4) | 1-24 (x4) |  | Blue | access sw PoE | 24 |  |  |  |  | 1
| Floor 5 |  | FDR-5-2 | 42U | 01 ODF 12FO |  | 1-6 | 1-6 |  | Yellow
[5 empty] | 08 Patch panel 48 port |  | 1-48 (x8) | 1-48 (x8) |  | Blue | access sw | 48 |  | Wifi-5/2-01~08; Type D-5/2-01~02; Type E-5/2-01~10; Type A-5/2-01~02; Type F-5/2-01; College Councilors; Wifi-4/2-01~13; Type A-4/2-01~03; Type A-4/2-01~03; Type B-4/2-01; Type D-4/2-01~11 |  |  | 7 | Theo SDNL | từ 1 Sw 48 tăng lên 7 Sw 48
[10 empty] | Blue | access sw | 24 |  |  |  |  | 1
[5 empty] | 01 Patch panel 24 port |  | 1-24 (x1) | 1-24 (x1) |  | Blue | access sw PoE | 48 |  |  |  |  | 1
| Floor 5 |  | FDR-5-2-LIB | 42U | 01 Patch panel 48 port |  | 1-48 | 1-48 |  | Blue | access sw | 48 |  | Library |  |  | 1 | Theo SDNL
[5 empty] | 01 Patch panel 24 port |  | 1-24 | 1-24 |  | Blue | access sw Poe | 16 |  |  |  |  | 1

## Port Mapping (2)
HOSTNAME: FW-01
LOCATION: Control Room
IP MGMT:
MODEL: FPR1140-NGFW-K9
S/N:
No. | Src. Device | Port | Dest. Device | Port | Cable Type | Teaming Mode | Teaming Number | Switchport Mode | VLAN Access
01 | FW-01 | GE 0/1 | BPL-01 | LAN GE 0/1 | CAT6
02 | FW-01 | GE 0/2 | BPL-02 | LAN GE 0/1 | CAT6
03 | FW-01 | GE 0/3 |  |  | CAT6
04 | FW-01 | GE 0/4 |  |  | CAT6
05 | FW-01 | GE 0/5 |  |  | CAT6
06 | FW-01 | GE 0/6 |  |  | CAT6
07 | FW-01 | GE 0/7 |  |  | CAT6
08 | FW-01 | GE 0/8 |  |  | CAT6
09 | FW-01 | SFP-01 | RT-01 | GE 0/0/1 | FIBRE
10 | FW-01 | SFP-02 | CORE-01 | SFP+-01 | FIBRE
11 | FW-01 | SFP-03 |  |  | FIBRE
12 | FW-01 | SFP-04 |  |  | FIBRE
HOSTNAME: RT-01
LOCATION: Control Room
IP MGMT:
MODEL: CISCO ISR4431/K9
S/N:
No. | Src. Device | Port | Dest. Device | Port | Cable Type | Teaming Mode | Teaming Number | Switchport Mode | VLAN Access
01 | RT-01 | GE 0/0/0 |  |  | CAT6 |  |  | Leased line (WAN Corporate network)
02 | RT-01 | GE 0/0/1 |  |  | CAT6
03 | RT-01 | GE 0/0/2 |  |  | CAT6
04 | RT-01 | GE 0/0/3 |  |  | CAT6
05 | RT-01 | SFP 0/0/0 | FW-01 | SFP-01 | FIBRE
06 | RT-01 | SFP 0/0/1 |  |  | FIBRE
07 | RT-01 | SFP 0/0/2 |  |  | FIBRE
08 | RT-01 | SFP 0/0/3 |  |  | FIBRE
HOSTNAME: BPL-01
LOCATION: Control Room
IP MGMT:
MODEL: Peplink BPL-580
S/N:
No. | Src. Device | Port | Dest. Device | Port | Cable Type | Teaming Mode | Teaming Number | Switchport Mode | VLAN Access
01 | BPL-01 | WAN GE 0/1 |  |  | CAT6 |  |  | ISP-01
02 | BPL-01 | WAN GE 0/2 |  |  | CAT6 |  |  | ISP-03
03 | BPL-01 | WAN GE 0/3 |  |  | CAT6 |  |  | ISP-03
04 | BPL-01 | WAN GE 0/4 |  |  | CAT6
05 | BPL-01 | WAN GE 0/4 |  |  | CAT6
06 | BPL-01 | LAN GE 0/1 | FW-01 | GE 0/1 | CAT6
07 | BPL-01 | LAN GE 0/2 |  |  | CAT6
HOSTNAME: BPL-02
LOCATION: Control Room
IP MGMT:
MODEL: Peplink BPL-580
S/N:
No. | Src. Device | Port | Dest. Device | Port | Cable Type | Teaming Mode | Teaming Number | Switchport Mode | VLAN Access
01 | BPL-02 | WAN GE 0/1 |  |  | CAT6 |  |  | ISP-01
02 | BPL-02 | WAN GE 0/2 |  |  | CAT6 |  |  | ISP-03
03 | BPL-02 | WAN GE 0/3 |  |  | CAT6 |  |  | ISP-03
04 | BPL-02 | WAN GE 0/4 |  |  | CAT6
05 | BPL-02 | WAN GE 0/4 |  |  | CAT6
06 | BPL-02 | LAN GE 0/1 | FW-01 | GE 0/2 | CAT6
07 | BPL-02 | LAN GE 0/2 |  |  | CAT6
HOSTNAME: CORE-01
LOCATION: Control Room
IP MGMT:
MODEL: CISCO C9300X-24Y-A
S/N:
No. | Src. Device | Port | Dest. Device | Port | Cable Type | Teaming Mode | Teaming Number | Switchport Mode | VLAN Access
01 | CORE-01 | SFP+-01 | FW-01 | SFP-02 | FIBRE |  |  | TRUNK
02 | CORE-01 | SFP+-02 | WLC-01 | SFP+-01 | FIBRE |  |  | TRUNK
03 | CORE-01 | SFP+-03 | SEV-01 | SFP+-01 | FIBRE |  |  | ACCESS
04 | CORE-01 | SFP+-04 | CSW-01 | SFP+ 0/25 | FIBRE |  |  | TRUNK
05 | CORE-01 | SFP+-05 | CSW-02 | SFP+-0/49 | FIBRE |  |  | TRUNK
06 | CORE-01 | SFP+-06 | CSW-03 | SFP+-0/49 | FIBRE |  |  | TRUNK
07 | CORE-01 | SFP+-07 | CSW-04 | SFP+ 0/25 | FIBRE |  |  | TRUNK
08 | CORE-01 | SFP+-08 | CSW-05 | SFP 0/17 | FIBRE |  |  | TRUNK
09 | CORE-01 | SFP+-09 | CSW-06 | SFP+ 0/49 | FIBRE |  |  | TRUNK
10 | CORE-01 | SFP+-10 | CSW-07 | SFP+ 0/49 | FIBRE |  |  | TRUNK
11 | CORE-01 | SFP+-11 | CSW-08 | SFP+ 0/49 | FIBRE |  |  | TRUNK
12 | CORE-01 | SFP+-12 | CSW-09 | SFP+ 0/49 | FIBRE |  |  | TRUNK
13 | CORE-01 | SFP+-13 | CSW-10 | SFP+ 0/25 | FIBRE |  |  | TRUNK
14 | CORE-01 | SFP+-14 | CSW-11 | SFP+ 0/49 | FIBRE |  |  | TRUNK
15 | CORE-01 | SFP+-15 | CSW-12 | SFP+ 0/49 | FIBRE |  |  | TRUNK
16 | CORE-01 | SFP+-16 | CSW-13 | SFP+ 0/49 | FIBRE |  |  | TRUNK
17 | CORE-01 | SFP+-17 | CSW-14 | SFP+ 0/25 | FIBRE |  |  | TRUNK
18 | CORE-01 | SFP+-18 | CSW-15 | SFP+ 0/49 | FIBRE |  |  | TRUNK
19 | CORE-01 | SFP+-19 | CSW-16 | SFP+ 0/49 | FIBRE |  |  | TRUNK
20 | CORE-01 | SFP+-20 | CSW-17 | SFP+ 0/25 | FIBRE |  |  | TRUNK
21 | CORE-01 | SFP+-21 | CSW-18 | SFP+ 0/49 | FIBRE |  |  | TRUNK
22 | CORE-01 | SFP+-22 | CSW-19 | SFP+ 0/25 | FIBRE |  |  | TRUNK
23 | CORE-01 | SFP+-23 | CSW-20 | SFP+ 0/49 | FIBRE |  |  | TRUNK
24 | CORE-01 | SFP+-24 | CSW-22 | SFP 0/17 | FIBRE |  |  | TRUNK
25 | CORE-01 | SFP+-25 | CSW-21 | SFP+ 0/49 | FIBRE |  |  | TRUNK
26 | CORE-01 | SFP+-26 |  |  | FIBRE
27 | CORE-01 | SFP+-27 |  |  | FIBRE
28 | CORE-01 | SFP+-28 |  |  | FIBRE
29 | CORE-01 | SFP+-29 |  |  | FIBRE
30 | CORE-01 | SFP+-30 |  |  | FIBRE
31 | CORE-01 | SFP+-31 |  |  | FIBRE
32 | CORE-01 | SFP+-32 |  |  | FIBRE
HOSTNAME: CORE-02
LOCATION: Control Room
IP MGMT:
MODEL: CISCO C9300X-24Y-A
S/N:
No. | Src. Device | Port | Dest. Device | Port | Cable Type | Teaming Mode | Teaming Number | Switchport Mode | VLAN Access
01 | CORE-02 | SFP+-01 | CSW-22 | SFP+ 0/49 | FIBRE |  |  | TRUNK
02 | CORE-02 | SFP+-02 | CSW-23 | SFP+ 0/49 | FIBRE |  |  | TRUNK
03 | CORE-02 | SFP+-03 | CSW-24 | SFP+ 0/49 | FIBRE |  |  | TRUNK
04 | CORE-02 | SFP+-04 | CSW-25 | SFP 0/17 | FIBRE |  |  | TRUNK
05 | CORE-02 | SFP+-05 | CSW-26 | SFP+ 0/49 | FIBRE |  |  | TRUNK
06 | CORE-02 | SFP+-06 | CSW-27 | SFP+ 0/49 | FIBRE |  |  | TRUNK
07 | CORE-02 | SFP+-07 | CSW-28 | SFP+ 0/49 | FIBRE |  |  | TRUNK
08 | CORE-02 | SFP+-08 | CSW-29 | SFP+ 0/49 | FIBRE |  |  | TRUNK
09 | CORE-02 | SFP+-09 | CSW-30 | SFP+ 0/25 | FIBRE |  |  | TRUNK
10 | CORE-02 | SFP+-10 | CSW-31 | SFP+ 0/49 | FIBRE |  |  | TRUNK
11 | CORE-02 | SFP+-11 | CSW-32 | SFP+ 0/49 | FIBRE |  |  | TRUNK
12 | CORE-02 | SFP+-12 | CSW-33 | SFP+ 0/49 | FIBRE |  |  | TRUNK
13 | CORE-02 | SFP+-13 | CSW-34 | SFP+ 0/49 | FIBRE |  |  | TRUNK
14 | CORE-02 | SFP+-14 | CSW-35 | SFP+ 0/49 | FIBRE |  |  | TRUNK
15 | CORE-02 | SFP+-15 | CSW-36 | SFP+ 0/49 | FIBRE |  |  | TRUNK
16 | CORE-02 | SFP+-16 | CSW-37 | SFP+ 0/49 | FIBRE |  |  | TRUNK
17 | CORE-02 | SFP+-17 | CSW-38 | SFP+ 0/25 | FIBRE |  |  | TRUNK
18 | CORE-02 | SFP+-18 | CSW-39 | SFP+ 0/49 | FIBRE |  |  | TRUNK
19 | CORE-02 | SFP+-19 | CSW-40 | SFP+ 0/49 | FIBRE |  |  | TRUNK
20 | CORE-02 | SFP+-20 | CSW-41 | SFP 0/17 | FIBRE |  |  | TRUNK
21 | CORE-02 | SFP+-21 |  |  | FIBRE |  |  | TRUNK
22 | CORE-02 | SFP+-22 |  |  | FIBRE |  |  | TRUNK
23 | CORE-02 | SFP+-23 |  |  | FIBRE |  |  | TRUNK
24 | CORE-02 | SFP+-24 |  |  | FIBRE |  |  | TRUNK
25 | CORE-02 | SFP+-25 |  |  | FIBRE |  |  | TRUNK
26 | CORE-02 | SFP+-26 |  |  | FIBRE
27 | CORE-02 | SFP+-27 |  |  | FIBRE
28 | CORE-02 | SFP+-28 |  |  | FIBRE
29 | CORE-02 | SFP+-29 |  |  | FIBRE
30 | CORE-02 | SFP+-30 |  |  | FIBRE
31 | CORE-02 | SFP+-31 |  |  | FIBRE
32 | CORE-02 | SFP+-32 |  |  | FIBRE
HOSTNAME: WLC-01
LOCATION: Control Room
IP MGMT:
MODEL: 7205 (RW) (JW735A)
S/N:
No. | Src. Device | Port | Dest. Device | Port | Cable Type | Teaming Mode | Teaming Number | Switchport Mode | VLAN Access
01 | WLC-01 | SFP+-01 | CORE-01 | SFP+-02 | FIBRE
02 | WLC-01 | SFP+-02 |  |  | FIBRE
03 | WLC-01 | GE-01 |  |  | CAT6
04 | WLC-01 | SFP-01 |  |  | FIBRE
05 | WLC-01 | GE-02 |  |  | CAT6
06 | WLC-01 | SFP-02 |  |  | FIBRE
07 | WLC-01 | GE-03 |  |  | CAT6
08 | WLC-01 | SFP-03 |  |  | FIBRE
09 | WLC-01 | GE-04 |  |  | CAT6
10 | WLC-01 | SFP-04 |  |  | FIBRE
HOSTNAME: SEV-01
LOCATION: Control Room
IP MGMT:
MODEL: DELL PowerEdge R740
S/N:
No. | Src. Device | Port | Dest. Device | Port | Cable Type | Teaming Mode | Teaming Number | Switchport Mode | VLAN Access
01 | SEV-01 | SFP+-01 | CORE-01 | SFP+-03 | FIBRE
02 | SEV-01 | SFP+-02 |  |  | FIBRE
03 | SEV-01 | SFP+-03 |  |  | FIBRE
04 | SEV-01 | SFP+-04 |  |  | FIBRE
05 | SEV-01 | GE-01 |  |  | CAT6
06 | SEV-01 | GE-02 |  |  | CAT6
07 | SEV-01 | GE-03 |  |  | CAT6
08 | SEV-01 | GE-04 |  |  | CAT6
HOSTNAME: CSW-01
LOCATION: Control Room
IP MGMT:
MODEL: CISCO C9200-24T-E
S/N:
No. | Src. Device | Port | Dest. Device | Port | Cable Type | Teaming Mode | Teaming Number | Switchport Mode | VLAN Access
01 | CSW-01 | GE 0/1 |  |  | CAT6 |  |  | CR.D1 |  | Control Room
02 | CSW-01 | GE 0/2 |  |  | CAT6 |  |  | CR.D2
03 | CSW-01 | GE 0/3 |  |  | CAT6 |  |  | CR.D3
04 | CSW-01 | GE 0/4 |  |  | CAT6 |  |  | CR.D4
05 | CSW-01 | GE 0/5 |  |  | CAT6 |  |  | FCC.D1 |  | FCC Room
06 | CSW-01 | GE 0/6 |  |  | CAT6 |  |  | FCC.D2
07 | CSW-01 | GE 0/7 |  |  | CAT6 |  |  | CR.T1
08 | CSW-01 | GE 0/8 |  |  | CAT6 |  |  | CR.T2
09 | CSW-01 | GE 0/9 |  |  | CAT6 |  |  | FCC.T1
10 | CSW-01 | GE 0/10 |  |  | CAT6 |  |  | FCC.T2
11 | CSW-01 | GE 0/11 |  |  | CAT6
12 | CSW-01 | GE 0/12 |  |  | CAT6
13 | CSW-01 | GE 0/13 |  |  | CAT6
14 | CSW-01 | GE 0/14 |  |  | CAT6
15 | CSW-01 | GE 0/15 |  |  | CAT6
16 | CSW-01 | GE 0/16 |  |  | CAT6
13 | CSW-01 | GE 0/17 |  |  | CAT6
14 | CSW-01 | GE 0/18 |  |  | CAT6
15 | CSW-01 | GE 0/19 |  |  | CAT6
16 | CSW-01 | GE 0/20 |  |  | CAT6
13 | CSW-01 | GE 0/21 |  |  | CAT6
14 | CSW-01 | GE 0/22 |  |  | CAT6
15 | CSW-01 | GE 0/23 |  |  | CAT6
16 | CSW-01 | GE 0/24 |  |  | CAT6
25 | CSW-01 | SFP+ 0/25 | CORE-01 | SFP+-04 | FIBRE |  |  | TRUNK
26 | CSW-01 | SFP+ 0/26 |  |  | FIBRE
27 | CSW-01 | SFP+ 0/27 |  |  | FIBRE
28 | CSW-01 | SFP+ 0/28 |  |  | FIBRE
HOSTNAME: CSW-02
LOCATION: FDR-1-2
IP MGMT:
MODEL: CISCO C9200-48T-E
S/N:
No. | Src. Device | Port | Dest. Device | Port | Cable Type | Teaming Mode | Teaming Number | Switchport Mode | VLAN Access
01 | CSW-02 | GE 0/1 |  |  | CAT6 |  |  | E-1/2-01-D1
02 | CSW-02 | GE 0/2 |  |  | CAT6 |  |  | E-1/2-01-D2
03 | CSW-02 | GE 0/3 |  |  | CAT6 |  |  | E-1/2-02-D3
04 | CSW-02 | GE 0/4 |  |  | CAT6 |  |  | E-1/2-02-D4
05 | CSW-02 | GE 0/5 |  |  | CAT6 |  |  | C-1/2-01-D1
06 | CSW-02 | GE 0/6 |  |  | CAT6 |  |  | C-1/2-02-D2
07 | CSW-02 | GE 0/7 |  |  | CAT6 |  |  | D-1/2-06-D1
08 | CSW-02 | GE 0/8 |  |  | CAT6 |  |  | D-1/2-06-D2
09 | CSW-02 | GE 0/9 |  |  | CAT6 |  |  | D-1/2-07-D1
10 | CSW-02 | GE 0/10 |  |  | CAT6 |  |  | D-1/2-07-D2
11 | CSW-02 | GE 0/11 |  |  | CAT6 |  |  | D-1/2-08-D1
12 | CSW-02 | GE 0/12 |  |  | CAT6 |  |  | D-1/2-08-D2
13 | CSW-02 | GE 0/13 |  |  | CAT6 |  |  | D-1/2-09-D1
14 | CSW-02 | GE 0/14 |  |  | CAT6 |  |  | D-1/2-09-D2
15 | CSW-02 | GE 0/15 |  |  | CAT6 |  |  | D-1/2-10-D1
16 | CSW-02 | GE 0/16 |  |  | CAT6 |  |  | D-1/2-10-D2
17 | CSW-02 | GE 0/17 |  |  | CAT6 |  |  | B-1/2-01-D1
18 | CSW-02 | GE 0/18 |  |  | CAT6 |  |  | B-1/2-02-D2
19 | CSW-02 | GE 0/19 |  |  | CAT6 |  |  | B-1/2-03-D3
20 | CSW-02 | GE 0/20 |  |  | CAT6 |  |  | A-1/2-03-D1
21 | CSW-02 | GE 0/21 |  |  | CAT6 |  |  | A-1/2-04-D2
22 | CSW-02 | GE 0/22 |  |  | CAT6 |  |  | A-1/2-05-D3
23 | CSW-02 | GE 0/23 |  |  | CAT6 |  |  | A-1/2-06-D4
24 | CSW-02 | GE 0/24 |  |  | CAT6 |  |  | A-1/2-07-D5
25 | CSW-02 | GE 0/25 |  |  | CAT6 |  |  | A-1/2-08-D6
26 | CSW-02 | GE 0/26 |  |  | CAT6 |  |  | E-1/2-01-A1
27 | CSW-02 | GE 0/27 |  |  | CAT6 |  |  | E-1/2-01-A2
28 | CSW-02 | GE 0/28 |  |  | CAT6 |  |  | E-1/2-01-A3
29 | CSW-02 | GE 0/29 |  |  | CAT6 |  |  | E-1/2-01-A4
30 | CSW-02 | GE 0/30 |  |  | CAT6 |  |  | E-1/2-01-A5
31 | CSW-02 | GE 0/31 |  |  | CAT6 |  |  | E-1/2-01-A6
32 | CSW-02 | GE 0/32 |  |  | CAT6 |  |  | E-1/2-01-A7
33 | CSW-02 | GE 0/33 |  |  | CAT6 |  |  | E-1/2-01-A8
34 | CSW-02 | GE 0/34 |  |  | CAT6 |  |  | E-1/2-01-A9
35 | CSW-02 | GE 0/35 |  |  | CAT6 |  |  | E-1/2-01-A10
36 | CSW-02 | GE 0/36 |  |  | CAT6 |  |  | E-1/2-01-A11
37 | CSW-02 | GE 0/37 |  |  | CAT6 |  |  | E-1/2-01-A12
38 | CSW-02 | GE 0/38 |  |  | CAT6 |  |  | E-1/2-02-A13
39 | CSW-02 | GE 0/39 |  |  | CAT6 |  |  | E-1/2-02-A14
40 | CSW-02 | GE 0/40 |  |  | CAT6 |  |  | E-1/2-02-A15
41 | CSW-02 | GE 0/41 |  |  | CAT6 |  |  | E-1/2-02-A16
42 | CSW-02 | GE 0/42 |  |  | CAT6 |  |  | E-1/2-02-A17
43 | CSW-02 | GE 0/43 |  |  | CAT6 |  |  | E-1/2-02-A18
44 | CSW-02 | GE 0/44 |  |  | CAT6 |  |  | E-1/2-02-A19
45 | CSW-02 | GE 0/45 |  |  | CAT6 |  |  | E-1/2-02-A20
46 | CSW-02 | GE 0/46 |  |  | CAT6 |  |  | E-1/2-02-A21
47 | CSW-02 | GE 0/47 |  |  | CAT6 |  |  | E-1/2-02-A22
48 | CSW-02 | GE 0/48 |  |  | CAT6 |  |  | E-1/2-02-A23
49 | CSW-02 | SFP+ 0/49 | CORE-01 | SFP+-05 | FIBRE |  |  | TRUNK
50 | CSW-02 | SFP+ 0/50 |  |  | FIBRE
51 | CSW-02 | SFP+ 0/51 |  |  | FIBRE
52 | CSW-02 | SFP+ 0/52 |  |  | FIBRE
HOSTNAME: CSW-03
LOCATION: FDR-1-2
IP MGMT:
MODEL: CISCO C9200-48T-E
S/N:
No. | Src. Device | Port | Dest. Device | Port | Cable Type | Teaming Mode | Teaming Number | Switchport Mode | VLAN Access
01 | CSW-03 | GE 0/1 |  |  | CAT6 |  |  | E-1/2-02-A24
02 | CSW-03 | GE 0/2 |  |  | CAT6 |  |  | C-1/2-01-A1
03 | CSW-03 | GE 0/3 |  |  | CAT6 |  |  | C-1/2-01-A2
04 | CSW-03 | GE 0/4 |  |  | CAT6 |  |  | C-1/2-01-A3
05 | CSW-03 | GE 0/5 |  |  | CAT6 |  |  | C-1/2-01-A4
06 | CSW-03 | GE 0/6 |  |  | CAT6 |  |  | C-1/2-02-A5
07 | CSW-03 | GE 0/7 |  |  | CAT6 |  |  | C-1/2-02-A6
08 | CSW-03 | GE 0/8 |  |  | CAT6 |  |  | C-1/2-02-A7
09 | CSW-03 | GE 0/9 |  |  | CAT6 |  |  | C-1/2-02-A8
10 | CSW-03 | GE 0/10 |  |  | CAT6 |  |  | D-1/2-06-A1
11 | CSW-03 | GE 0/11 |  |  | CAT6 |  |  | D-1/2-06-A2
12 | CSW-03 | GE 0/12 |  |  | CAT6 |  |  | D-1/2-06-A3
13 | CSW-03 | GE 0/13 |  |  | CAT6 |  |  | D-1/2-06-A4
14 | CSW-03 | GE 0/14 |  |  | CAT6 |  |  | D-1/2-06-A5
15 | CSW-03 | GE 0/15 |  |  | CAT6 |  |  | D-1/2-06-A6
16 | CSW-03 | GE 0/16 |  |  | CAT6 |  |  | D-1/2-06-A7
17 | CSW-03 | GE 0/17 |  |  | CAT6 |  |  | D-1/2-06-A8
18 | CSW-03 | GE 0/18 |  |  | CAT6 |  |  | D-1/2-07-A9
19 | CSW-03 | GE 0/19 |  |  | CAT6 |  |  | D-1/2-07-A10
20 | CSW-03 | GE 0/20 |  |  | CAT6 |  |  | D-1/2-07-A11
21 | CSW-03 | GE 0/21 |  |  | CAT6 |  |  | D-1/2-07-A12
22 | CSW-03 | GE 0/22 |  |  | CAT6 |  |  | D-1/2-07-A13
23 | CSW-03 | GE 0/23 |  |  | CAT6 |  |  | D-1/2-07-A14
24 | CSW-03 | GE 0/24 |  |  | CAT6 |  |  | D-1/2-07-A15
25 | CSW-03 | GE 0/25 |  |  | CAT6 |  |  | D-1/2-07-A16
26 | CSW-03 | GE 0/26 |  |  | CAT6 |  |  | D-1/2-08-A17
27 | CSW-03 | GE 0/27 |  |  | CAT6 |  |  | D-1/2-08-A18
28 | CSW-03 | GE 0/28 |  |  | CAT6 |  |  | D-1/2-08-A19
29 | CSW-03 | GE 0/29 |  |  | CAT6 |  |  | D-1/2-08-A20
30 | CSW-03 | GE 0/30 |  |  | CAT6 |  |  | D-1/2-08-A21
31 | CSW-03 | GE 0/31 |  |  | CAT6 |  |  | D-1/2-08-A22
32 | CSW-03 | GE 0/32 |  |  | CAT6 |  |  | D-1/2-08-A23
33 | CSW-03 | GE 0/33 |  |  | CAT6 |  |  | D-1/2-08-A24
34 | CSW-03 | GE 0/34 |  |  | CAT6 |  |  | D-1/2-09-A25
35 | CSW-03 | GE 0/35 |  |  | CAT6 |  |  | D-1/2-09-A26
36 | CSW-03 | GE 0/36 |  |  | CAT6 |  |  | D-1/2-09-A27
37 | CSW-03 | GE 0/37 |  |  | CAT6 |  |  | D-1/2-09-A28
38 | CSW-03 | GE 0/38 |  |  | CAT6 |  |  | D-1/2-09-A29
39 | CSW-03 | GE 0/39 |  |  | CAT6 |  |  | D-1/2-09-A30
40 | CSW-03 | GE 0/40 |  |  | CAT6 |  |  | D-1/2-09-A31
41 | CSW-03 | GE 0/41 |  |  | CAT6 |  |  | D-1/2-09-A32
42 | CSW-03 | GE 0/42 |  |  | CAT6 |  |  | D-1/2-10-A33
43 | CSW-03 | GE 0/43 |  |  | CAT6 |  |  | D-1/2-10-A34
44 | CSW-03 | GE 0/44 |  |  | CAT6 |  |  | D-1/2-10-A35
45 | CSW-03 | GE 0/45 |  |  | CAT6 |  |  | D-1/2-10-A36
46 | CSW-03 | GE 0/46 |  |  | CAT6 |  |  | D-1/2-10-A37
47 | CSW-03 | GE 0/47 |  |  | CAT6 |  |  | D-1/2-10-A38
48 | CSW-03 | GE 0/48 |  |  | CAT6 |  |  | D-1/2-10-A39
49 | CSW-03 | SFP+ 0/49 | CORE-01 | SFP+-06 | FIBRE |  |  | TRUNK
50 | CSW-03 | SFP+ 0/50 |  |  | FIBRE
51 | CSW-03 | SFP+ 0/51 |  |  | FIBRE
52 | CSW-03 | SFP+ 0/52 |  |  | FIBRE
HOSTNAME: CSW-04
LOCATION: FDR-1-2
IP MGMT:
MODEL: CISCO C9200-48T-E
S/N:
No. | Src. Device | Port | Dest. Device | Port | Cable Type | Teaming Mode | Teaming Number | Switchport Mode | VLAN Access
01 | CSW-04 | GE 0/1 |  |  | CAT6 |  |  | D-1/2-10-A40
02 | CSW-04 | GE 0/2 |  |  | CAT6 |  |  | B-1/2-01-A1
03 | CSW-04 | GE 0/3 |  |  | CAT6 |  |  | B-1/2-01-A2
04 | CSW-04 | GE 0/4 |  |  | CAT6 |  |  | B-1/2-01-A3
05 | CSW-04 | GE 0/5 |  |  | CAT6 |  |  | B-1/2-01-A4
06 | CSW-04 | GE 0/6 |  |  | CAT6 |  |  | B-1/2-02-A5
07 | CSW-04 | GE 0/7 |  |  | CAT6 |  |  | B-1/2-02-A6
08 | CSW-04 | GE 0/8 |  |  | CAT6 |  |  | B-1/2-02-A7
09 | CSW-04 | GE 0/9 |  |  | CAT6 |  |  | B-1/2-02-A8
10 | CSW-04 | GE 0/10 |  |  | CAT6 |  |  | B-1/2-03-A9
11 | CSW-04 | GE 0/11 |  |  | CAT6 |  |  | B-1/2-03-A10
12 | CSW-04 | GE 0/12 |  |  | CAT6 |  |  | B-1/2-03-A11
13 | CSW-04 | GE 0/13 |  |  | CAT6 |  |  | B-1/2-03-A12
14 | CSW-04 | GE 0/14 |  |  | CAT6 |  |  | A-1/2-03-A1
15 | CSW-04 | GE 0/15 |  |  | CAT6 |  |  | A-1/2-03-A2
16 | CSW-04 | GE 0/16 |  |  | CAT6 |  |  | A-1/2-04-A3
17 | CSW-04 | GE 0/17 |  |  | CAT6 |  |  | A-1/2-04-A4
18 | CSW-04 | GE 0/18 |  |  | CAT6 |  |  | A-1/2-05-A5
19 | CSW-04 | GE 0/19 |  |  | CAT6 |  |  | A-1/2-05-A6
20 | CSW-04 | GE 0/20 |  |  | CAT6 |  |  | A-1/2-06-A7
21 | CSW-04 | GE 0/21 |  |  | CAT6 |  |  | A-1/2-06-A8
22 | CSW-04 | GE 0/22 |  |  | CAT6 |  |  | A-1/2-07-A9
23 | CSW-04 | GE 0/23 |  |  | CAT6 |  |  | A-1/2-07-A10
24 | CSW-04 | GE 0/24 |  |  | CAT6 |  |  | A-1/2-08-A11
25 | CSW-04 | GE 0/25 |  |  | CAT6 |  |  | A-1/2-08-A12
26 | CSW-04 | GE 0/26 |  |  | CAT6
27 | CSW-04 | GE 0/27 |  |  | CAT6
28 | CSW-04 | GE 0/28 |  |  | CAT6
29 | CSW-04 | GE 0/29 |  |  | CAT6
30 | CSW-04 | GE 0/30 |  |  | CAT6
31 | CSW-04 | GE 0/31 |  |  | CAT6
32 | CSW-04 | GE 0/32 |  |  | CAT6
33 | CSW-04 | GE 0/33 |  |  | CAT6
34 | CSW-04 | GE 0/34 |  |  | CAT6
35 | CSW-04 | GE 0/35 |  |  | CAT6
36 | CSW-04 | GE 0/36 |  |  | CAT6
37 | CSW-04 | GE 0/37 |  |  | CAT6
38 | CSW-04 | GE 0/38 |  |  | CAT6
39 | CSW-04 | GE 0/39 |  |  | CAT6
40 | CSW-04 | GE 0/40 |  |  | CAT6
41 | CSW-04 | GE 0/41 |  |  | CAT6
42 | CSW-04 | GE 0/42 |  |  | CAT6
43 | CSW-04 | GE 0/43 |  |  | CAT6
44 | CSW-04 | GE 0/44 |  |  | CAT6
45 | CSW-04 | GE 0/45 |  |  | CAT6
46 | CSW-04 | GE 0/46 |  |  | CAT6
47 | CSW-04 | GE 0/47 |  |  | CAT6
48 | CSW-04 | GE 0/48 |  |  | CAT6
49 | CSW-04 | SFP+ 0/49 | CORE-01 | SFP+-07 | FIBRE |  |  | TRUNK
50 | CSW-04 | SFP+ 0/50 |  |  | FIBRE
51 | CSW-04 | SFP+ 0/51 |  |  | FIBRE
52 | CSW-04 | SFP+ 0/52 |  |  | FIBRE
HOSTNAME: CSW-05
LOCATION: FDR-1-2
IP MGMT:
MODEL: CISCO C9200-48P-E
S/N:
No. | Src. Device | Port | Dest. Device | Port | Cable Type | Teaming Mode | Teaming Number | Switchport Mode | VLAN Access
01 | CSW-05 | GE 0/1 |  |  | CAT6 |  |  | C-1/2-01-T1
02 | CSW-05 | GE 0/2 |  |  | CAT6 |  |  | C-1/2-02-T2
03 | CSW-05 | GE 0/3 |  |  | CAT6 |  |  | B-1/2-01-T1
04 | CSW-05 | GE 0/4 |  |  | CAT6 |  |  | B-1/2-02-T2
05 | CSW-05 | GE 0/5 |  |  | CAT6 |  |  | B-1/2-03-T3
06 | CSW-05 | GE 0/6 |  |  | CAT6 |  |  | A-1/2-03-T1
07 | CSW-05 | GE 0/7 |  |  | CAT6 |  |  | A-1/2-04-T2
08 | CSW-05 | GE 0/8 |  |  | CAT6 |  |  | A-1/2-05-T3
09 | CSW-05 | GE 0/9 |  |  | CAT6 |  |  | A-1/2-06-T4
10 | CSW-05 | GE 0/10 |  |  | CAT6 |  |  | A-1/2-07-T5
11 | CSW-05 | GE 0/11 |  |  | CAT6 |  |  | A-1/2-08-T6
12 | CSW-05 | GE 0/12 |  |  | CAT6 |  |  | 1/2-05-W1
13 | CSW-05 | GE 0/13 |  |  | CAT6 |  |  | 1/2-06-W2
14 | CSW-05 | GE 0/14 |  |  | CAT6 |  |  | 1/2-07-W3
15 | CSW-05 | GE 0/15 |  |  | CAT6 |  |  | 1/2-08-W4
16 | CSW-05 | GE 0/16 |  |  | CAT6 |  |  | 1/2-09-W5
17 | CSW-05 | GE 0/17 |  |  | CAT6 |  |  | 1/2-10-W6
18 | CSW-05 | GE 0/18 |  |  | CAT6 |  |  | 1/2-11-W7
19 | CSW-05 | GE 0/19 |  |  | CAT6 |  |  | 1/2-12-W8
20 | CSW-05 | GE 0/20 |  |  | CAT6 |  |  | 1/2-13-W9
21 | CSW-05 | GE 0/21 |  |  | CAT6 |  |  | 1/2-14-W10
22 | CSW-05 | GE 0/22 |  |  | CAT6 |  |  | 1/2-15-W11
23 | CSW-05 | GE 0/23 |  |  | CAT6 |  |  | 1/2-16-W12
24 | CSW-05 | GE 0/24 |  |  | CAT6 |  |  | 1/2-17-W13
25 | CSW-05 | GE 0/25 |  |  | CAT6 |  |  | 1/2-17-W14
26 | CSW-05 | GE 0/26 |  |  | CAT6
27 | CSW-05 | GE 0/27 |  |  | CAT6
28 | CSW-05 | GE 0/28 |  |  | CAT6
29 | CSW-05 | GE 0/29 |  |  | CAT6
30 | CSW-05 | GE 0/30 |  |  | CAT6
31 | CSW-05 | GE 0/31 |  |  | CAT6
32 | CSW-05 | GE 0/32 |  |  | CAT6
33 | CSW-05 | GE 0/33 |  |  | CAT6
34 | CSW-05 | GE 0/34 |  |  | CAT6
35 | CSW-05 | GE 0/35 |  |  | CAT6
36 | CSW-05 | GE 0/36 |  |  | CAT6
37 | CSW-05 | GE 0/37 |  |  | CAT6
38 | CSW-05 | GE 0/38 |  |  | CAT6
39 | CSW-05 | GE 0/39 |  |  | CAT6
40 | CSW-05 | GE 0/40 |  |  | CAT6
41 | CSW-05 | GE 0/41 |  |  | CAT6
42 | CSW-05 | GE 0/42 |  |  | CAT6
43 | CSW-05 | GE 0/43 |  |  | CAT6
44 | CSW-05 | GE 0/44 |  |  | CAT6
45 | CSW-05 | GE 0/45 |  |  | CAT6
46 | CSW-05 | GE 0/46 |  |  | CAT6
47 | CSW-05 | GE 0/47 |  |  | CAT6
48 | CSW-05 | GE 0/48 |  |  | CAT6
49 | CSW-05 | SFP+ 0/49 | CORE-01 | SFP+-08 | FIBRE |  |  | TRUNK
50 | CSW-05 | SFP+ 0/50 |  |  | FIBRE
51 | CSW-05 | SFP+ 0/51 |  |  | FIBRE
52 | CSW-05 | SFP+ 0/52 |  |  | FIBRE
HOSTNAME: CSW-06
LOCATION: FDR-1-2/1
IP MGMT:
MODEL: CISCO C9200-48T-E
S/N:
No. | Src. Device | Port | Dest. Device | Port | Cable Type | Teaming Mode | Teaming Number | Switchport Mode | VLAN Access
01 | CSW-06 | GE 0/1 |  |  | CAT6 |  |  | A-1/2-01-D1
02 | CSW-06 | GE 0/2 |  |  | CAT6 |  |  | A-1/2-02-D2
03 | CSW-06 | GE 0/3 |  |  | CAT6 |  |  | D-1/2-01-D1
04 | CSW-06 | GE 0/4 |  |  | CAT6 |  |  | D-1/2-01-D2
05 | CSW-06 | GE 0/5 |  |  | CAT6 |  |  | D-1/2-02-D3
06 | CSW-06 | GE 0/6 |  |  | CAT6 |  |  | D-1/2-02-D4
07 | CSW-06 | GE 0/7 |  |  | CAT6 |  |  | D-1/2-03-D5
08 | CSW-06 | GE 0/8 |  |  | CAT6 |  |  | D-1/2-03-D6
09 | CSW-06 | GE 0/9 |  |  | CAT6 |  |  | D-1/2-04-D7
10 | CSW-06 | GE 0/10 |  |  | CAT6 |  |  | D-1/2-04-D8
11 | CSW-06 | GE 0/11 |  |  | CAT6 |  |  | D-1/2-05-D9
12 | CSW-06 | GE 0/12 |  |  | CAT6 |  |  | D-1/2-05-D10
13 | CSW-06 | GE 0/13 |  |  | CAT6 |  |  | A-1/2-01-A1
14 | CSW-06 | GE 0/14 |  |  | CAT6 |  |  | A-1/2-01-A2
15 | CSW-06 | GE 0/15 |  |  | CAT6 |  |  | A-1/2-02-A3
16 | CSW-06 | GE 0/16 |  |  | CAT6 |  |  | A-1/2-02-A4
17 | CSW-06 | GE 0/17 |  |  | CAT6 |  |  | D-1/2-01-A1
18 | CSW-06 | GE 0/18 |  |  | CAT6 |  |  | D-1/2-01-A2
19 | CSW-06 | GE 0/19 |  |  | CAT6 |  |  | D-1/2-01-A3
20 | CSW-06 | GE 0/20 |  |  | CAT6 |  |  | D-1/2-01-A4
21 | CSW-06 | GE 0/21 |  |  | CAT6 |  |  | D-1/2-01-A5
22 | CSW-06 | GE 0/22 |  |  | CAT6 |  |  | D-1/2-01-A6
23 | CSW-06 | GE 0/23 |  |  | CAT6 |  |  | D-1/2-01-A7
24 | CSW-06 | GE 0/24 |  |  | CAT6 |  |  | D-1/2-01-A8
25 | CSW-06 | GE 0/25 |  |  | CAT6 |  |  | D-1/2-02-A9
26 | CSW-06 | GE 0/26 |  |  | CAT6 |  |  | D-1/2-02-A10
27 | CSW-06 | GE 0/27 |  |  | CAT6 |  |  | D-1/2-02-A11
28 | CSW-06 | GE 0/28 |  |  | CAT6 |  |  | D-1/2-02-A12
29 | CSW-06 | GE 0/29 |  |  | CAT6 |  |  | D-1/2-02-A13
30 | CSW-06 | GE 0/30 |  |  | CAT6 |  |  | D-1/2-02-A14
31 | CSW-06 | GE 0/31 |  |  | CAT6 |  |  | D-1/2-02-A15
32 | CSW-06 | GE 0/32 |  |  | CAT6 |  |  | D-1/2-02-A16
33 | CSW-06 | GE 0/33 |  |  | CAT6 |  |  | D-1/2-03-A17
34 | CSW-06 | GE 0/34 |  |  | CAT6 |  |  | D-1/2-03-A18
35 | CSW-06 | GE 0/35 |  |  | CAT6 |  |  | D-1/2-03-A19
36 | CSW-06 | GE 0/36 |  |  | CAT6 |  |  | D-1/2-03-A20
37 | CSW-06 | GE 0/37 |  |  | CAT6 |  |  | D-1/2-03-A21
38 | CSW-06 | GE 0/38 |  |  | CAT6 |  |  | D-1/2-03-A22
39 | CSW-06 | GE 0/39 |  |  | CAT6 |  |  | D-1/2-03-A23
40 | CSW-06 | GE 0/40 |  |  | CAT6 |  |  | D-1/2-03-A24
41 | CSW-06 | GE 0/41 |  |  | CAT6 |  |  | D-1/2-04-A25
42 | CSW-06 | GE 0/42 |  |  | CAT6 |  |  | D-1/2-04-A26
43 | CSW-06 | GE 0/43 |  |  | CAT6 |  |  | D-1/2-04-A27
44 | CSW-06 | GE 0/44 |  |  | CAT6 |  |  | D-1/2-04-A28
45 | CSW-06 | GE 0/45 |  |  | CAT6 |  |  | D-1/2-04-A29
46 | CSW-06 | GE 0/46 |  |  | CAT6 |  |  | D-1/2-04-A30
47 | CSW-06 | GE 0/47 |  |  | CAT6 |  |  | D-1/2-04-A31
48 | CSW-06 | GE 0/48 |  |  | CAT6 |  |  | D-1/2-04-A32
49 | CSW-06 | SFP+ 0/49 | CORE-01 | SFP+-09 | FIBRE |  |  | TRUNK
50 | CSW-06 | SFP+ 0/50 |  |  | FIBRE
51 | CSW-06 | SFP+ 0/51 |  |  | FIBRE
52 | CSW-06 | SFP+ 0/52 |  |  | FIBRE
HOSTNAME: CSW-07
LOCATION: FDR-1-2/1
IP MGMT:
MODEL: CISCO C1000-16P-2G-L
S/N:
No. | Src. Device | Port | Dest. Device | Port | Cable Type | Teaming Mode | Teaming Number | Switchport Mode | VLAN Access
01 | CSW-07 | GE 0/1 |  |  | CAT6 |  |  | D-1/2-05-A33
02 | CSW-07 | GE 0/2 |  |  | CAT6 |  |  | D-1/2-05-A34
03 | CSW-07 | GE 0/3 |  |  | CAT6 |  |  | D-1/2-05-A35
04 | CSW-07 | GE 0/4 |  |  | CAT6 |  |  | D-1/2-05-A36
05 | CSW-07 | GE 0/5 |  |  | CAT6 |  |  | D-1/2-05-A37
06 | CSW-07 | GE 0/6 |  |  | CAT6 |  |  | D-1/2-05-A38
07 | CSW-07 | GE 0/7 |  |  | CAT6 |  |  | D-1/2-05-A39
08 | CSW-07 | GE 0/8 |  |  | CAT6 |  |  | D-1/2-05-A40
09 | CSW-07 | GE 0/9 |  |  | CAT6 |  |  | A-1/2-01-T1
10 | CSW-07 | GE 0/10 |  |  | CAT6 |  |  | A-1/2-02-T2
11 | CSW-07 | GE 0/11 |  |  | CAT6 |  |  | 1/2-01-W1
12 | CSW-07 | GE 0/12 |  |  | CAT6 |  |  | 1/2-02-W2
13 | CSW-07 | GE 0/13 |  |  | CAT6 |  |  | 1/2-03-W3
14 | CSW-07 | GE 0/14 |  |  | CAT6 |  |  | 1/2-04-W4
15 | CSW-07 | GE 0/15 |  |  | CAT6
16 | CSW-07 | GE 0/16 |  |  | CAT6
17 | CSW-07 | SFP 0/17 | CORE-01 | SFP+-10 | FIBRE |  |  | TRUNK
18 | CSW-07 | SFP 0/18 |  |  | FIBRE
HOSTNAME: CSW-08
LOCATION: FDR-2-1
IP MGMT:
MODEL: CISCO C9200-48T-E
S/N:
No. | Src. Device | Port | Dest. Device | Port | Cable Type | Teaming Mode | Teaming Number | Switchport Mode | VLAN Access
01 | CSW-08 | GE 0/1 |  |  | CAT6 |  |  | F-1/1-01-D1
02 | CSW-08 | GE 0/2 |  |  | CAT6 |  |  | F-1/1-01-D2
03 | CSW-08 | GE 0/3 |  |  | CAT6 |  |  | F-1/1-02-D3
04 | CSW-08 | GE 0/4 |  |  | CAT6 |  |  | F-1/1-02-D4
05 | CSW-08 | GE 0/5 |  |  | CAT6 |  |  | MR-D1 |  | Medical Room
06 | CSW-08 | GE 0/6 |  |  | CAT6 |  |  | MR-D2
07 | CSW-08 | GE 0/7 |  |  | CAT6 |  |  | MR-D3
08 | CSW-08 | GE 0/8 |  |  | CAT6 |  |  | MR-D4
09 | CSW-08 | GE 0/9 |  |  | CAT6 |  |  | MR-D5
10 | CSW-08 | GE 0/10 |  |  | CAT6 |  |  | MR-D6
11 | CSW-08 | GE 0/11 |  |  | CAT6 |  |  | MR-D7
12 | CSW-08 | GE 0/12 |  |  | CAT6 |  |  | MR-D8
13 | CSW-08 | GE 0/13 |  |  | CAT6 |  |  | MR-D9
14 | CSW-08 | GE 0/14 |  |  | CAT6 |  |  | MR-D10
15 | CSW-08 | GE 0/15 |  |  | CAT6 |  |  | A-D1
16 | CSW-08 | GE 0/16 |  |  | CAT6 |  |  | A-D2
17 | CSW-08 | GE 0/17 |  |  | CAT6 |  |  | D-2/1-01-D1
18 | CSW-08 | GE 0/18 |  |  | CAT6 |  |  | D-2/1-01-D2
19 | CSW-08 | GE 0/19 |  |  | CAT6 |  |  | E-2/1-01-D1
20 | CSW-08 | GE 0/20 |  |  | CAT6 |  |  | E-2/1-01-D2
21 | CSW-08 | GE 0/21 |  |  | CAT6 |  |  | E-2/1-02-D3
22 | CSW-08 | GE 0/22 |  |  | CAT6 |  |  | E-2/1-02-D4
23 | CSW-08 | GE 0/23 |  |  | CAT6 |  |  | A-3/1-01-D1
24 | CSW-08 | GE 0/24 |  |  | CAT6 |  |  | A-3/1-02-D2
25 | CSW-08 | GE 0/25 |  |  | CAT6 |  |  | A-3/1-03-D3
26 | CSW-08 | GE 0/26 |  |  | CAT6 |  |  | A-3/1-04-D4
27 | CSW-08 | GE 0/27 |  |  | CAT6 |  |  | A-3/1-05-D5
28 | CSW-08 | GE 0/28 |  |  | CAT6 |  |  | A-3/1-06-D6
29 | CSW-08 | GE 0/29 |  |  | CAT6 |  |  | A-3/1-07-D7
30 | CSW-08 | GE 0/30 |  |  | CAT6 |  |  | A-3/1-08-D8
31 | CSW-08 | GE 0/31 |  |  | CAT6 |  |  | A-3/1-09-D9
32 | CSW-08 | GE 0/32 |  |  | CAT6 |  |  | A-3/1-10-D10
33 | CSW-08 | GE 0/33 |  |  | CAT6 |  |  | A-3/1-11-D11
34 | CSW-08 | GE 0/34 |  |  | CAT6 |  |  | A-3/1-12-D12
35 | CSW-08 | GE 0/35 |  |  | CAT6 |  |  | D-3/1-01-D1
36 | CSW-08 | GE 0/36 |  |  | CAT6 |  |  | D-3/1-01-D2
37 | CSW-08 | GE 0/37 |  |  | CAT6 |  |  | D-3/1-02-D3
38 | CSW-08 | GE 0/38 |  |  | CAT6 |  |  | D-3/1-02-D4
39 | CSW-08 | GE 0/39 |  |  | CAT6 |  |  | D-3/1-03-D5
40 | CSW-08 | GE 0/40 |  |  | CAT6 |  |  | D-3/1-03-D6
41 | CSW-08 | GE 0/41 |  |  | CAT6 |  |  | D-3/1-04-D7
42 | CSW-08 | GE 0/42 |  |  | CAT6 |  |  | D-3/1-04-D8
43 | CSW-08 | GE 0/43 |  |  | CAT6 |  |  | D-3/1-05-D9
44 | CSW-08 | GE 0/44 |  |  | CAT6 |  |  | D-3/1-05-D10
45 | CSW-08 | GE 0/45 |  |  | CAT6 |  |  | D-3/1-06-D11
46 | CSW-08 | GE 0/46 |  |  | CAT6 |  |  | D-3/1-06-D12
47 | CSW-08 | GE 0/47 |  |  | CAT6 |  |  | D-3/1-07-D13
48 | CSW-08 | GE 0/48 |  |  | CAT6 |  |  | D-3/1-07-D14
49 | CSW-08 | SFP+ 0/49 | CORE-01 | SFP+-11 | FIBRE |  |  | TRUNK
50 | CSW-08 | SFP+ 0/50 |  |  | FIBRE
51 | CSW-08 | SFP+ 0/51 |  |  | FIBRE
52 | CSW-08 | SFP+ 0/52 |  |  | FIBRE
HOSTNAME: CSW-09
LOCATION: FDR-2-1
IP MGMT:
MODEL: CISCO C9200-48T-E
S/N:
No. | Src. Device | Port | Dest. Device | Port | Cable Type | Teaming Mode | Teaming Number | Switchport Mode | VLAN Access
01 | CSW-09 | GE 0/1 |  |  | CAT6 |  |  | D-3/1-08-D15
02 | CSW-09 | GE 0/2 |  |  | CAT6 |  |  | D-3/1-08-D16
03 | CSW-09 | GE 0/3 |  |  | CAT6 |  |  | F-1/1-01-A1
04 | CSW-09 | GE 0/4 |  |  | CAT6 |  |  | F-1/1-01-A2
05 | CSW-09 | GE 0/5 |  |  | CAT6 |  |  | F-1/1-01-A3
06 | CSW-09 | GE 0/6 |  |  | CAT6 |  |  | F-1/1-01-A4
07 | CSW-09 | GE 0/7 |  |  | CAT6 |  |  | F-1/1-01-A5
08 | CSW-09 | GE 0/8 |  |  | CAT6 |  |  | F-1/1-01-A6
09 | CSW-09 | GE 0/9 |  |  | CAT6 |  |  | F-1/1-01-A7
10 | CSW-09 | GE 0/10 |  |  | CAT6 |  |  | F-1/1-01-A8
11 | CSW-09 | GE 0/11 |  |  | CAT6 |  |  | F-1/1-01-A9
12 | CSW-09 | GE 0/12 |  |  | CAT6 |  |  | F-1/1-01-A10
13 | CSW-09 | GE 0/13 |  |  | CAT6 |  |  | F-1/1-01-A11
14 | CSW-09 | GE 0/14 |  |  | CAT6 |  |  | F-1/1-01-A12
15 | CSW-09 | GE 0/15 |  |  | CAT6 |  |  | F-1/1-01-A13
16 | CSW-09 | GE 0/16 |  |  | CAT6 |  |  | F-1/1-01-A14
17 | CSW-09 | GE 0/17 |  |  | CAT6 |  |  | F-1/1-01-A15
18 | CSW-09 | GE 0/18 |  |  | CAT6 |  |  | F-1/1-01-A16
19 | CSW-09 | GE 0/19 |  |  | CAT6 |  |  | F-1/1-02-A17
20 | CSW-09 | GE 0/20 |  |  | CAT6 |  |  | F-1/1-02-A18
21 | CSW-09 | GE 0/21 |  |  | CAT6 |  |  | F-1/1-02-A19
22 | CSW-09 | GE 0/22 |  |  | CAT6 |  |  | F-1/1-02-A20
23 | CSW-09 | GE 0/23 |  |  | CAT6 |  |  | F-1/1-02-A21
24 | CSW-09 | GE 0/24 |  |  | CAT6 |  |  | F-1/1-02-A22
25 | CSW-09 | GE 0/25 |  |  | CAT6 |  |  | F-1/1-02-A23
26 | CSW-09 | GE 0/26 |  |  | CAT6 |  |  | F-1/1-02-A24
27 | CSW-09 | GE 0/27 |  |  | CAT6 |  |  | F-1/1-02-A25
28 | CSW-09 | GE 0/28 |  |  | CAT6 |  |  | F-1/1-02-A26
29 | CSW-09 | GE 0/29 |  |  | CAT6 |  |  | F-1/1-02-A27
30 | CSW-09 | GE 0/30 |  |  | CAT6 |  |  | F-1/1-02-A28
31 | CSW-09 | GE 0/31 |  |  | CAT6 |  |  | F-1/1-02-A29
32 | CSW-09 | GE 0/32 |  |  | CAT6 |  |  | F-1/1-02-A30
33 | CSW-09 | GE 0/33 |  |  | CAT6 |  |  | F-1/1-02-A31
34 | CSW-09 | GE 0/34 |  |  | CAT6 |  |  | F-1/1-02-A32
35 | CSW-09 | GE 0/35 |  |  | CAT6 |  |  | A-A1
36 | CSW-09 | GE 0/36 |  |  | CAT6 |  |  | A-A2
37 | CSW-09 | GE 0/37 |  |  | CAT6 |  |  | A-A3
38 | CSW-09 | GE 0/38 |  |  | CAT6 |  |  | A-A4
39 | CSW-09 | GE 0/39 |  |  | CAT6 |  |  | D-2/1-01-A1
40 | CSW-09 | GE 0/40 |  |  | CAT6 |  |  | D-2/1-01-A2
41 | CSW-09 | GE 0/41 |  |  | CAT6 |  |  | D-2/1-01-A3
42 | CSW-09 | GE 0/42 |  |  | CAT6 |  |  | D-2/1-01-A4
43 | CSW-09 | GE 0/43 |  |  | CAT6 |  |  | D-2/1-01-A5
44 | CSW-09 | GE 0/44 |  |  | CAT6 |  |  | D-2/1-01-A6
45 | CSW-09 | GE 0/45 |  |  | CAT6 |  |  | D-2/1-01-A7
46 | CSW-09 | GE 0/46 |  |  | CAT6 |  |  | D-2/1-01-A8
47 | CSW-09 | GE 0/47 |  |  | CAT6 |  |  | E-2/1-01-A1
48 | CSW-09 | GE 0/48 |  |  | CAT6 |  |  | E-2/1-01-A2
49 | CSW-09 | SFP+ 0/49 | CORE-01 | SFP+-12 | FIBRE |  |  | TRUNK
50 | CSW-09 | SFP+ 0/50 |  |  | FIBRE
51 | CSW-09 | SFP+ 0/51 |  |  | FIBRE
52 | CSW-09 | SFP+ 0/52 |  |  | FIBRE
HOSTNAME: CSW-10
LOCATION: FDR-2-1
IP MGMT:
MODEL: CISCO C9200-48T-E
S/N:
No. | Src. Device | Port | Dest. Device | Port | Cable Type | Teaming Mode | Teaming Number | Switchport Mode | VLAN Access
01 | CSW-10 | GE 0/1 |  |  | CAT6 |  |  | E-2/1-01-A3
02 | CSW-10 | GE 0/2 |  |  | CAT6 |  |  | E-2/1-01-A4
03 | CSW-10 | GE 0/3 |  |  | CAT6 |  |  | E-2/1-01-A5
04 | CSW-10 | GE 0/4 |  |  | CAT6 |  |  | E-2/1-01-A6
05 | CSW-10 | GE 0/5 |  |  | CAT6 |  |  | E-2/1-01-A7
06 | CSW-10 | GE 0/6 |  |  | CAT6 |  |  | E-2/1-01-A8
07 | CSW-10 | GE 0/7 |  |  | CAT6 |  |  | E-2/1-01-A9
08 | CSW-10 | GE 0/8 |  |  | CAT6 |  |  | E-2/1-01-A10
09 | CSW-10 | GE 0/9 |  |  | CAT6 |  |  | E-2/1-01-A11
10 | CSW-10 | GE 0/10 |  |  | CAT6 |  |  | E-2/1-01-A12
11 | CSW-10 | GE 0/11 |  |  | CAT6 |  |  | E-2/1-02-A13
12 | CSW-10 | GE 0/12 |  |  | CAT6 |  |  | E-2/1-02-A14
13 | CSW-10 | GE 0/13 |  |  | CAT6 |  |  | E-2/1-02-A15
14 | CSW-10 | GE 0/14 |  |  | CAT6 |  |  | E-2/1-02-A16
15 | CSW-10 | GE 0/15 |  |  | CAT6 |  |  | E-2/1-02-A17
16 | CSW-10 | GE 0/16 |  |  | CAT6 |  |  | E-2/1-02-A18
17 | CSW-10 | GE 0/17 |  |  | CAT6 |  |  | E-2/1-02-A19
18 | CSW-10 | GE 0/18 |  |  | CAT6 |  |  | E-2/1-02-A20
19 | CSW-10 | GE 0/19 |  |  | CAT6 |  |  | E-2/1-02-A21
20 | CSW-10 | GE 0/20 |  |  | CAT6 |  |  | E-2/1-02-A22
21 | CSW-10 | GE 0/21 |  |  | CAT6 |  |  | E-2/1-02-A23
22 | CSW-10 | GE 0/22 |  |  | CAT6 |  |  | E-2/1-02-A24
23 | CSW-10 | GE 0/23 |  |  | CAT6 |  |  | A-3/1-01-A1
24 | CSW-10 | GE 0/24 |  |  | CAT6 |  |  | A-3/1-01-A2
25 | CSW-10 | GE 0/25 |  |  | CAT6 |  |  | A-3/1-02-A3
26 | CSW-10 | GE 0/26 |  |  | CAT6 |  |  | A-3/1-02-A4
27 | CSW-10 | GE 0/27 |  |  | CAT6 |  |  | A-3/1-03-A5
28 | CSW-10 | GE 0/28 |  |  | CAT6 |  |  | A-3/1-03-A6
29 | CSW-10 | GE 0/29 |  |  | CAT6 |  |  | A-3/1-04-A7
30 | CSW-10 | GE 0/30 |  |  | CAT6 |  |  | A-3/1-04-A8
31 | CSW-10 | GE 0/31 |  |  | CAT6 |  |  | A-3/1-05-A9
32 | CSW-10 | GE 0/32 |  |  | CAT6 |  |  | A-3/1-05-A10
33 | CSW-10 | GE 0/33 |  |  | CAT6 |  |  | A-3/1-06-A11
34 | CSW-10 | GE 0/34 |  |  | CAT6 |  |  | A-3/1-06-A12
35 | CSW-10 | GE 0/35 |  |  | CAT6 |  |  | A-3/1-07-A13
36 | CSW-10 | GE 0/36 |  |  | CAT6 |  |  | A-3/1-07-A14
37 | CSW-10 | GE 0/37 |  |  | CAT6 |  |  | A-3/1-08-A15
38 | CSW-10 | GE 0/38 |  |  | CAT6 |  |  | A-3/1-08-A16
39 | CSW-10 | GE 0/39 |  |  | CAT6 |  |  | A-3/1-09-A17
40 | CSW-10 | GE 0/40 |  |  | CAT6 |  |  | A-3/1-09-A18
41 | CSW-10 | GE 0/41 |  |  | CAT6 |  |  | A-3/1-10-A19
42 | CSW-10 | GE 0/42 |  |  | CAT6 |  |  | A-3/1-10-A20
43 | CSW-10 | GE 0/43 |  |  | CAT6 |  |  | A-3/1-11-A21
44 | CSW-10 | GE 0/44 |  |  | CAT6 |  |  | A-3/1-11-A22
45 | CSW-10 | GE 0/45 |  |  | CAT6 |  |  | A-3/1-12-A23
46 | CSW-10 | GE 0/46 |  |  | CAT6 |  |  | A-3/1-12-A24
47 | CSW-10 | GE 0/47 |  |  | CAT6 |  |  | D-3/1-01-A1
48 | CSW-10 | GE 0/48 |  |  | CAT6 |  |  | D-3/1-01-A2
49 | CSW-10 | SFP+ 0/49 | CORE-01 | SFP+-13 | FIBRE |  |  | TRUNK
50 | CSW-10 | SFP+ 0/50 |  |  | FIBRE
51 | CSW-10 | SFP+ 0/51 |  |  | FIBRE
52 | CSW-10 | SFP+ 0/52 |  |  | FIBRE
HOSTNAME: CSW-11
LOCATION: FDR-2-1
IP MGMT:
MODEL: CISCO C9200-48T-E
S/N:
No. | Src. Device | Port | Dest. Device | Port | Cable Type | Teaming Mode | Teaming Number | Switchport Mode | VLAN Access
01 | CSW-11 | GE 0/1 |  |  | CAT6 |  |  | D-3/1-01-A3
02 | CSW-11 | GE 0/2 |  |  | CAT6 |  |  | D-3/1-01-A4
03 | CSW-11 | GE 0/3 |  |  | CAT6 |  |  | D-3/1-01-A5
04 | CSW-11 | GE 0/4 |  |  | CAT6 |  |  | D-3/1-01-A6
05 | CSW-11 | GE 0/5 |  |  | CAT6 |  |  | D-3/1-01-A7
06 | CSW-11 | GE 0/6 |  |  | CAT6 |  |  | D-3/1-01-A8
07 | CSW-11 | GE 0/7 |  |  | CAT6 |  |  | D-3/1-02-A9
08 | CSW-11 | GE 0/8 |  |  | CAT6 |  |  | D-3/1-02-A10
09 | CSW-11 | GE 0/9 |  |  | CAT6 |  |  | D-3/1-02-A11
10 | CSW-11 | GE 0/10 |  |  | CAT6 |  |  | D-3/1-02-A12
11 | CSW-11 | GE 0/11 |  |  | CAT6 |  |  | D-3/1-02-A13
12 | CSW-11 | GE 0/12 |  |  | CAT6 |  |  | D-3/1-02-A14
13 | CSW-11 | GE 0/13 |  |  | CAT6 |  |  | D-3/1-02-A15
14 | CSW-11 | GE 0/14 |  |  | CAT6 |  |  | D-3/1-02-A16
15 | CSW-11 | GE 0/15 |  |  | CAT6 |  |  | D-3/1-03-A17
16 | CSW-11 | GE 0/16 |  |  | CAT6 |  |  | D-3/1-03-A18
17 | CSW-11 | GE 0/17 |  |  | CAT6 |  |  | D-3/1-03-A19
18 | CSW-11 | GE 0/18 |  |  | CAT6 |  |  | D-3/1-03-A20
19 | CSW-11 | GE 0/19 |  |  | CAT6 |  |  | D-3/1-03-A21
20 | CSW-11 | GE 0/20 |  |  | CAT6 |  |  | D-3/1-03-A22
21 | CSW-11 | GE 0/21 |  |  | CAT6 |  |  | D-3/1-03-A23
22 | CSW-11 | GE 0/22 |  |  | CAT6 |  |  | D-3/1-03-A24
23 | CSW-11 | GE 0/23 |  |  | CAT6 |  |  | D-3/1-04-A25
24 | CSW-11 | GE 0/24 |  |  | CAT6 |  |  | D-3/1-04-A26
25 | CSW-11 | GE 0/25 |  |  | CAT6 |  |  | D-3/1-04-A27
26 | CSW-11 | GE 0/26 |  |  | CAT6 |  |  | D-3/1-04-A28
27 | CSW-11 | GE 0/27 |  |  | CAT6 |  |  | D-3/1-04-A29
28 | CSW-11 | GE 0/28 |  |  | CAT6 |  |  | D-3/1-04-A30
29 | CSW-11 | GE 0/29 |  |  | CAT6 |  |  | D-3/1-04-A31
30 | CSW-11 | GE 0/30 |  |  | CAT6 |  |  | D-3/1-04-A32
31 | CSW-11 | GE 0/31 |  |  | CAT6 |  |  | D-3/1-05-A33
32 | CSW-11 | GE 0/32 |  |  | CAT6 |  |  | D-3/1-05-A34
33 | CSW-11 | GE 0/33 |  |  | CAT6 |  |  | D-3/1-05-A35
34 | CSW-11 | GE 0/34 |  |  | CAT6 |  |  | D-3/1-05-A36
35 | CSW-11 | GE 0/35 |  |  | CAT6 |  |  | D-3/1-05-A37
36 | CSW-11 | GE 0/36 |  |  | CAT6 |  |  | D-3/1-05-A38
37 | CSW-11 | GE 0/37 |  |  | CAT6 |  |  | D-3/1-05-A39
38 | CSW-11 | GE 0/38 |  |  | CAT6 |  |  | D-3/1-05-A40
39 | CSW-11 | GE 0/39 |  |  | CAT6 |  |  | D-3/1-06-A41
40 | CSW-11 | GE 0/40 |  |  | CAT6 |  |  | D-3/1-06-A42
41 | CSW-11 | GE 0/41 |  |  | CAT6 |  |  | D-3/1-06-A43
42 | CSW-11 | GE 0/42 |  |  | CAT6 |  |  | D-3/1-06-A44
43 | CSW-11 | GE 0/43 |  |  | CAT6 |  |  | D-3/1-06-A45
44 | CSW-11 | GE 0/44 |  |  | CAT6 |  |  | D-3/1-06-A46
45 | CSW-11 | GE 0/45 |  |  | CAT6 |  |  | D-3/1-06-A47
46 | CSW-11 | GE 0/46 |  |  | CAT6 |  |  | D-3/1-06-A48
47 | CSW-11 | GE 0/47 |  |  | CAT6 |  |  | D-3/1-07-A49
48 | CSW-11 | GE 0/48 |  |  | CAT6 |  |  | D-3/1-07-A50
49 | CSW-11 | SFP+ 0/49 | CORE-01 | SFP+-14 | FIBRE |  |  | TRUNK
50 | CSW-11 | SFP+ 0/50 |  |  | FIBRE
51 | CSW-11 | SFP+ 0/51 |  |  | FIBRE
52 | CSW-11 | SFP+ 0/52 |  |  | FIBRE
HOSTNAME: CSW-12
LOCATION: FDR-2-1
IP MGMT:
MODEL: CISCO C9200-48P-E
S/N:
No. | Src. Device | Port | Dest. Device | Port | Cable Type | Teaming Mode | Teaming Number | Switchport Mode | VLAN Access
01 | CSW-12 | GE 0/1 |  |  | CAT6 |  |  | D-3/1-07-A51
02 | CSW-12 | GE 0/2 |  |  | CAT6 |  |  | D-3/1-07-A52
03 | CSW-12 | GE 0/3 |  |  | CAT6 |  |  | D-3/1-07-A53
04 | CSW-12 | GE 0/4 |  |  | CAT6 |  |  | D-3/1-07-A54
05 | CSW-12 | GE 0/5 |  |  | CAT6 |  |  | D-3/1-07-A55
06 | CSW-12 | GE 0/6 |  |  | CAT6 |  |  | D-3/1-07-A56
07 | CSW-12 | GE 0/7 |  |  | CAT6 |  |  | D-3/1-08-A57
08 | CSW-12 | GE 0/8 |  |  | CAT6 |  |  | D-3/1-08-A58
09 | CSW-12 | GE 0/9 |  |  | CAT6 |  |  | MR-T1 |  | Medical Room
10 | CSW-12 | GE 0/10 |  |  | CAT6 |  |  | MR-T2
11 | CSW-12 | GE 0/11 |  |  | CAT6 |  |  | A-T1
12 | CSW-12 | GE 0/12 |  |  | CAT6 |  |  | A-T2
13 | CSW-12 | GE 0/13 |  |  | CAT6 |  |  | A-3/1-01-T1
14 | CSW-12 | GE 0/14 |  |  | CAT6 |  |  | A-3/1-01-T2
15 | CSW-12 | GE 0/15 |  |  | CAT6 |  |  | A-3/1-01-T3
16 | CSW-12 | GE 0/16 |  |  | CAT6 |  |  | A-3/1-01-T4
17 | CSW-12 | GE 0/17 |  |  | CAT6 |  |  | A-3/1-01-T5
18 | CSW-12 | GE 0/18 |  |  | CAT6 |  |  | A-3/1-01-T6
19 | CSW-12 | GE 0/19 |  |  | CAT6 |  |  | A-3/1-01-T7
20 | CSW-12 | GE 0/20 |  |  | CAT6 |  |  | A-3/1-01-T8
21 | CSW-12 | GE 0/21 |  |  | CAT6 |  |  | A-3/1-01-T9
22 | CSW-12 | GE 0/22 |  |  | CAT6 |  |  | A-3/1-01-T10
23 | CSW-12 | GE 0/23 |  |  | CAT6 |  |  | A-3/1-01-T11
24 | CSW-12 | GE 0/24 |  |  | CAT6 |  |  | A-3/1-01-T12
25 | CSW-12 | GE 0/25 |  |  | CAT6 |  |  | 1/1-01-W1
26 | CSW-12 | GE 0/26 |  |  | CAT6 |  |  | 1/1-02-W2
27 | CSW-12 | GE 0/27 |  |  | CAT6 |  |  | 1/1-03-W3
28 | CSW-12 | GE 0/28 |  |  | CAT6 |  |  | 1/1-04-W4
29 | CSW-12 | GE 0/29 |  |  | CAT6 |  |  | 1/1-05-W5
30 | CSW-12 | GE 0/30 |  |  | CAT6 |  |  | 1/1-06-W6
31 | CSW-12 | GE 0/31 |  |  | CAT6 |  |  | 1/1-07-W7
32 | CSW-12 | GE 0/32 |  |  | CAT6 |  |  | 1/1-08-W8
33 | CSW-12 | GE 0/33 |  |  | CAT6 |  |  | 1/1-09-W9
34 | CSW-12 | GE 0/34 |  |  | CAT6 |  |  | 1/1-10-W10
35 | CSW-12 | GE 0/35 |  |  | CAT6 |  |  | 2/1-01-W1
36 | CSW-12 | GE 0/36 |  |  | CAT6 |  |  | 2/1-02-W2
37 | CSW-12 | GE 0/37 |  |  | CAT6 |  |  | 2/1-03-W3
38 | CSW-12 | GE 0/38 |  |  | CAT6 |  |  | 2/1-04-W4
39 | CSW-12 | GE 0/39 |  |  | CAT6 |  |  | 2/1-05-W5
40 | CSW-12 | GE 0/40 |  |  | CAT6 |  |  | 2/1-06-W6
41 | CSW-12 | GE 0/41 |  |  | CAT6 |  |  | 2/1-07-W7
42 | CSW-12 | GE 0/42 |  |  | CAT6 |  |  | 2/1-08-W8
43 | CSW-12 | GE 0/43 |  |  | CAT6 |  |  | 2/1-09-W9
44 | CSW-12 | GE 0/44 |  |  | CAT6 |  |  | 2/1-10-W10
45 | CSW-12 | GE 0/45 |  |  | CAT6 |  |  | 2/1-11-W11
46 | CSW-12 | GE 0/46 |  |  | CAT6 |  |  | 2/1-12-W12
47 | CSW-12 | GE 0/47 |  |  | CAT6 |  |  | 2/1-13-W13
48 | CSW-12 | GE 0/48 |  |  | CAT6 |  |  | 2/1-14-W14
49 | CSW-12 | SFP+ 0/49 | CORE-01 | SFP+-15 | FIBRE |  |  | TRUNK
50 | CSW-12 | SFP+ 0/50 |  |  | FIBRE
51 | CSW-12 | SFP+ 0/51 |  |  | FIBRE
52 | CSW-12 | SFP+ 0/52 |  |  | FIBRE
HOSTNAME: CSW-13
LOCATION: FDR-2-1
IP MGMT:
MODEL: CISCO C1000-16P-2G-L
S/N:
No. | Src. Device | Port | Dest. Device | Port | Cable Type | Teaming Mode | Teaming Number | Switchport Mode | VLAN Access
01 | CSW-13 | GE 0/1 |  |  | CAT6 |  |  | 2/1-15-W15
02 | CSW-13 | GE 0/2 |  |  | CAT6 |  |  | 3/1-01-W1
03 | CSW-13 | GE 0/3 |  |  | CAT6 |  |  | 3/1-02-W2
04 | CSW-13 | GE 0/4 |  |  | CAT6 |  |  | 3/1-03-W3
05 | CSW-13 | GE 0/5 |  |  | CAT6 |  |  | 3/1-04-W4
06 | CSW-13 | GE 0/6 |  |  | CAT6 |  |  | 3/1-05-W5
07 | CSW-13 | GE 0/7 |  |  | CAT6 |  |  | 3/1-06-W6
08 | CSW-13 | GE 0/8 |  |  | CAT6 |  |  | 3/1-07-W7
09 | CSW-13 | GE 0/9 |  |  | CAT6
10 | CSW-13 | GE 0/10 |  |  | CAT6
11 | CSW-13 | GE 0/11 |  |  | CAT6
12 | CSW-13 | GE 0/12 |  |  | CAT6
13 | CSW-13 | GE 0/13 |  |  | CAT6
14 | CSW-13 | GE 0/14 |  |  | CAT6
15 | CSW-13 | GE 0/15 |  |  | CAT6
16 | CSW-13 | GE 0/16 |  |  | CAT6
17 | CSW-13 | SFP 0/17 | CORE-01 | SFP+-16 | FIBRE |  |  | TRUNK
18 | CSW-13 | SFP 0/18 |  |  | FIBRE
HOSTNAME: CSW-14
LOCATION: FDR-2-THE
IP MGMT:
MODEL: CISCO C9200-48P-E
S/N:
No. | Src. Device | Port | Dest. Device | Port | Cable Type | Teaming Mode | Teaming Number | Switchport Mode | VLAN Access
01 | CSW-14 | GE 0/1 |  |  | CAT6 |  |  | TTS-D1 |  | THEATER STAGE
02 | CSW-14 | GE 0/2 |  |  | CAT6 |  |  | TTS-D2
03 | CSW-14 | GE 0/3 |  |  | CAT6 |  |  | TTS-D3
04 | CSW-14 | GE 0/4 |  |  | CAT6 |  |  | TTS-D4
05 | CSW-14 | GE 0/5 |  |  | CAT6 |  |  | TTS-D5
06 | CSW-14 | GE 0/6 |  |  | CAT6 |  |  | TTS-D6
07 | CSW-14 | GE 0/7 |  |  | CAT6 |  |  | TTS-D7
08 | CSW-14 | GE 0/8 |  |  | CAT6 |  |  | TTS-D8
09 | CSW-14 | GE 0/9 |  |  | CAT6 |  |  | TTS-D9
10 | CSW-14 | GE 0/10 |  |  | CAT6 |  |  | TTS-D10
11 | CSW-14 | GE 0/11 |  |  | CAT6 |  |  | TTS-D11
12 | CSW-14 | GE 0/12 |  |  | CAT6 |  |  | TTS-D12
13 | CSW-14 | GE 0/13 |  |  | CAT6 |  |  | TTS-D13
14 | CSW-14 | GE 0/14 |  |  | CAT6 |  |  | TTS-D14
15 | CSW-14 | GE 0/15 |  |  | CAT6 |  |  | TTS-D15
16 | CSW-14 | GE 0/16 |  |  | CAT6 |  |  | TTS-D16
17 | CSW-14 | GE 0/17 |  |  | CAT6 |  |  | ALCS-D1 |  | AUXILIARY CONTROL STATION
18 | CSW-14 | GE 0/18 |  |  | CAT6 |  |  | ALCS-D2
19 | CSW-14 | GE 0/19 |  |  | CAT6 |  |  | ALCS-D3
20 | CSW-14 | GE 0/20 |  |  | CAT6 |  |  | ALCS-D4
21 | CSW-14 | GE 0/21 |  |  | CAT6 |  |  | PJ-D1 |  | PROJECTOR
22 | CSW-14 | GE 0/22 |  |  | CAT6 |  |  | PJ-D2
23 | CSW-14 | GE 0/23 |  |  | CAT6 |  |  | PJ-D3
24 | CSW-14 | GE 0/24 |  |  | CAT6 |  |  | PJ-D4
25 | CSW-14 | GE 0/25 |  |  | CAT6 |  |  | PJ-D5
26 | CSW-14 | GE 0/26 |  |  | CAT6 |  |  | PJ-D6
27 | CSW-14 | GE 0/27 |  |  | CAT6 |  |  | 1/1-11-W1
28 | CSW-14 | GE 0/28 |  |  | CAT6 |  |  | 1/1-12-W2
29 | CSW-14 | GE 0/29 |  |  | CAT6 |  |  | 1/1-13-W3
30 | CSW-14 | GE 0/30 |  |  | CAT6 |  |  | 1/1-14-W4
31 | CSW-14 | GE 0/31 |  |  | CAT6 |  |  | 1/1-15-W5
32 | CSW-14 | GE 0/32 |  |  | CAT6 |  |  | 1/1-16-W6
33 | CSW-14 | GE 0/33 |  |  | CAT6 |  |  | 1/1-17-W7
34 | CSW-14 | GE 0/34 |  |  | CAT6 |  |  | 3/1-08-W1
35 | CSW-14 | GE 0/35 |  |  | CAT6 |  |  | 3/1-09-W2
36 | CSW-14 | GE 0/36 |  |  | CAT6 |  |  | 3/1-10-W3
37 | CSW-14 | GE 0/37 |  |  | CAT6
38 | CSW-14 | GE 0/38 |  |  | CAT6
39 | CSW-14 | GE 0/39 |  |  | CAT6
40 | CSW-14 | GE 0/40 |  |  | CAT6
41 | CSW-14 | GE 0/41 |  |  | CAT6
42 | CSW-14 | GE 0/42 |  |  | CAT6
43 | CSW-14 | GE 0/43 |  |  | CAT6
44 | CSW-14 | GE 0/44 |  |  | CAT6
45 | CSW-14 | GE 0/45 |  |  | CAT6
46 | CSW-14 | GE 0/46 |  |  | CAT6
47 | CSW-14 | GE 0/47 |  |  | CAT6
48 | CSW-14 | GE 0/48 |  |  | CAT6
49 | CSW-14 | SFP+ 0/49 | CORE-01 | SFP+-17 | FIBRE |  |  | TRUNK
50 | CSW-14 | SFP+ 0/50 |  |  | FIBRE
51 | CSW-14 | SFP+ 0/51 |  |  | FIBRE
52 | CSW-14 | SFP+ 0/52 |  |  | FIBRE
HOSTNAME: CSW-15
LOCATION: FDR-2-2
IP MGMT:
MODEL: CISCO C9200-48T-E
S/N:
No. | Src. Device | Port | Dest. Device | Port | Cable Type | Teaming Mode | Teaming Number | Switchport Mode | VLAN Access
01 | CSW-15 | GE 0/1 |  |  | CAT6 |  |  | A-2/2-01-D1
02 | CSW-15 | GE 0/2 |  |  | CAT6 |  |  | A-2/2-02-D2
03 | CSW-15 | GE 0/3 |  |  | CAT6 |  |  | D-2/2-11-D1
04 | CSW-15 | GE 0/4 |  |  | CAT6 |  |  | D-2/2-11-D2
05 | CSW-15 | GE 0/5 |  |  | CAT6 |  |  | D-2/2-12-D3
06 | CSW-15 | GE 0/6 |  |  | CAT6 |  |  | D-2/2-12-D4
07 | CSW-15 | GE 0/7 |  |  | CAT6 |  |  | D-2/2-13-D5
08 | CSW-15 | GE 0/8 |  |  | CAT6 |  |  | D-2/2-13-D6
09 | CSW-15 | GE 0/9 |  |  | CAT6 |  |  | D-2/2-14-D7
10 | CSW-15 | GE 0/10 |  |  | CAT6 |  |  | D-2/2-14-D8
11 | CSW-15 | GE 0/11 |  |  | CAT6 |  |  | D-2/2-15-D9
12 | CSW-15 | GE 0/12 |  |  | CAT6 |  |  | D-2/2-15-D10
13 | CSW-15 | GE 0/13 |  |  | CAT6 |  |  | D-2/2-16-D11
14 | CSW-15 | GE 0/14 |  |  | CAT6 |  |  | D-2/2-16-D12
15 | CSW-15 | GE 0/15 |  |  | CAT6 |  |  | D-2/2-17-D13
16 | CSW-15 | GE 0/16 |  |  | CAT6 |  |  | D-2/2-17-D14
17 | CSW-15 | GE 0/17 |  |  | CAT6 |  |  | D-2/2-18-D15
18 | CSW-15 | GE 0/18 |  |  | CAT6 |  |  | D-2/2-18-D16
19 | CSW-15 | GE 0/19 |  |  | CAT6 |  |  | D-2/2-19-D17
20 | CSW-15 | GE 0/20 |  |  | CAT6 |  |  | D-2/2-19-D18
21 | CSW-15 | GE 0/21 |  |  | CAT6 |  |  | LI-D1 |  | LIBRARY
22 | CSW-15 | GE 0/22 |  |  | CAT6 |  |  | LI-D2
23 | CSW-15 | GE 0/23 |  |  | CAT6 |  |  | LI-D3
24 | CSW-15 | GE 0/24 |  |  | CAT6 |  |  | LI-D4
25 | CSW-15 | GE 0/25 |  |  | CAT6 |  |  | LI-D5
26 | CSW-15 | GE 0/26 |  |  | CAT6 |  |  | LI-D6
27 | CSW-15 | GE 0/27 |  |  | CAT6 |  |  | LI-D7
28 | CSW-15 | GE 0/28 |  |  | CAT6 |  |  | LI-D8
29 | CSW-15 | GE 0/29 |  |  | CAT6 |  |  | LI-D9
30 | CSW-15 | GE 0/30 |  |  | CAT6 |  |  | LI-D10
31 | CSW-15 | GE 0/31 |  |  | CAT6 |  |  | OR-D1 |  | Office Room
32 | CSW-15 | GE 0/32 |  |  | CAT6 |  |  | OR-D2
33 | CSW-15 | GE 0/33 |  |  | CAT6 |  |  | OR-D3
34 | CSW-15 | GE 0/34 |  |  | CAT6 |  |  | OR-D4
35 | CSW-15 | GE 0/35 |  |  | CAT6 |  |  | OR-D5
36 | CSW-15 | GE 0/36 |  |  | CAT6 |  |  | OR-D6
37 | CSW-15 | GE 0/37 |  |  | CAT6 |  |  | OR-D7
38 | CSW-15 | GE 0/38 |  |  | CAT6 |  |  | OR-D8
39 | CSW-15 | GE 0/39 |  |  | CAT6 |  |  | OR-D9
40 | CSW-15 | GE 0/40 |  |  | CAT6 |  |  | OR-D10
41 | CSW-15 | GE 0/41 |  |  | CAT6 |  |  | OR-D11
42 | CSW-15 | GE 0/42 |  |  | CAT6 |  |  | OR-D12
43 | CSW-15 | GE 0/43 |  |  | CAT6 |  |  | A-3/2-01-D1
44 | CSW-15 | GE 0/44 |  |  | CAT6 |  |  | A-3/2-02-D2
45 | CSW-15 | GE 0/45 |  |  | CAT6 |  |  | A-3/2-03-D3
46 | CSW-15 | GE 0/46 |  |  | CAT6 |  |  | A-3/2-04-D4
47 | CSW-15 | GE 0/47 |  |  | CAT6 |  |  | B-3/2-01-D1
48 | CSW-15 | GE 0/48 |  |  | CAT6 |  |  | D-3/2-01-D1
49 | CSW-15 | SFP+ 0/49 | CORE-01 | SFP+-18 | FIBRE |  |  | TRUNK
50 | CSW-15 | SFP+ 0/50 |  |  | FIBRE
51 | CSW-15 | SFP+ 0/51 |  |  | FIBRE
52 | CSW-15 | SFP+ 0/52 |  |  | FIBRE
HOSTNAME: CSW-16
LOCATION: FDR-2-2
IP MGMT:
MODEL: CISCO C9200-48T-E
S/N:
No. | Src. Device | Port | Dest. Device | Port | Cable Type | Teaming Mode | Teaming Number | Switchport Mode | VLAN Access
01 | CSW-16 | GE 0/1 |  |  | CAT6 |  |  | D-3/2-01-D2
02 | CSW-16 | GE 0/2 |  |  | CAT6 |  |  | D-3/2-02-D3
03 | CSW-16 | GE 0/3 |  |  | CAT6 |  |  | D-3/2-02-D4
04 | CSW-16 | GE 0/4 |  |  | CAT6 |  |  | D-3/2-03-D5
05 | CSW-16 | GE 0/5 |  |  | CAT6 |  |  | D-3/2-03-D6
06 | CSW-16 | GE 0/6 |  |  | CAT6 |  |  | D-3/2-04-D7
07 | CSW-16 | GE 0/7 |  |  | CAT6 |  |  | D-3/2-04-D8
08 | CSW-16 | GE 0/8 |  |  | CAT6 |  |  | D-3/2-05-D9
09 | CSW-16 | GE 0/9 |  |  | CAT6 |  |  | D-3/2-05-D10
10 | CSW-16 | GE 0/10 |  |  | CAT6 |  |  | D-3/2-06-D11
11 | CSW-16 | GE 0/11 |  |  | CAT6 |  |  | D-3/2-06-D12
12 | CSW-16 | GE 0/12 |  |  | CAT6 |  |  | D-3/2-07-D13
13 | CSW-16 | GE 0/13 |  |  | CAT6 |  |  | D-3/2-07-D14
14 | CSW-16 | GE 0/14 |  |  | CAT6 |  |  | D-3/2-08-D15
15 | CSW-16 | GE 0/15 |  |  | CAT6 |  |  | D-3/2-08-D16
16 | CSW-16 | GE 0/16 |  |  | CAT6 |  |  | D-3/2-09-D17
17 | CSW-16 | GE 0/17 |  |  | CAT6 |  |  | D-3/2-09-D18
18 | CSW-16 | GE 0/18 |  |  | CAT6 |  |  | D-3/2-10-D19
19 | CSW-16 | GE 0/19 |  |  | CAT6 |  |  | D-3/2-10-D20
20 | CSW-16 | GE 0/20 |  |  | CAT6 |  |  | D-3/2-11-D21
21 | CSW-16 | GE 0/21 |  |  | CAT6 |  |  | D-3/2-11-D22
22 | CSW-16 | GE 0/22 |  |  | CAT6 |  |  | E-3/2-01-D1
23 | CSW-16 | GE 0/23 |  |  | CAT6 |  |  | E-3/2-01-D2
24 | CSW-16 | GE 0/24 |  |  | CAT6 |  |  | E-3/2-02-D3
25 | CSW-16 | GE 0/25 |  |  | CAT6 |  |  | E-3/2-02-D4
26 | CSW-16 | GE 0/26 |  |  | CAT6 |  |  | CSLR-D1 |  | COUNSELLING ROOM
27 | CSW-16 | GE 0/27 |  |  | CAT6 |  |  | CSLR-D2
28 | CSW-16 | GE 0/28 |  |  | CAT6 |  |  | CSLR-D3
29 | CSW-16 | GE 0/29 |  |  | CAT6 |  |  | CSLR-D4
30 | CSW-16 | GE 0/30 |  |  | CAT6 |  |  | CSLR-D5
31 | CSW-16 | GE 0/31 |  |  | CAT6 |  |  | CSLR-D6
32 | CSW-16 | GE 0/32 |  |  | CAT6 |  |  | CSLR-D7
33 | CSW-16 | GE 0/33 |  |  | CAT6 |  |  | CSLR-D8
34 | CSW-16 | GE 0/34 |  |  | CAT6 |  |  | CSLR-D9
35 | CSW-16 | GE 0/35 |  |  | CAT6 |  |  | CSLR-D10
36 | CSW-16 | GE 0/36 |  |  | CAT6 |  |  | CSLR-D11
37 | CSW-16 | GE 0/37 |  |  | CAT6 |  |  | CSLR-D12
38 | CSW-16 | GE 0/38 |  |  | CAT6 |  |  | CSLR-D13
39 | CSW-16 | GE 0/39 |  |  | CAT6 |  |  | A-2/2-01-A1
40 | CSW-16 | GE 0/40 |  |  | CAT6 |  |  | A-2/2-01-A2
41 | CSW-16 | GE 0/41 |  |  | CAT6 |  |  | A-2/2-02-A3
42 | CSW-16 | GE 0/42 |  |  | CAT6 |  |  | A-2/2-02-A4
43 | CSW-16 | GE 0/43 |  |  | CAT6 |  |  | D-2/2-11-A1
44 | CSW-16 | GE 0/44 |  |  | CAT6 |  |  | D-2/2-11-A2
45 | CSW-16 | GE 0/45 |  |  | CAT6 |  |  | D-2/2-11-A3
46 | CSW-16 | GE 0/46 |  |  | CAT6 |  |  | D-2/2-11-A4
47 | CSW-16 | GE 0/47 |  |  | CAT6 |  |  | D-2/2-11-A5
48 | CSW-16 | GE 0/48 |  |  | CAT6 |  |  | D-2/2-11-A6
49 | CSW-16 | SFP+ 0/49 | CORE-01 | SFP+-19 | FIBRE |  |  | TRUNK
50 | CSW-16 | SFP+ 0/50 |  |  | FIBRE
51 | CSW-16 | SFP+ 0/51 |  |  | FIBRE
52 | CSW-16 | SFP+ 0/52 |  |  | FIBRE
HOSTNAME: CSW-17
LOCATION: FDR-2-2
IP MGMT:
MODEL: CISCO C9200-48T-E
S/N:
No. | Src. Device | Port | Dest. Device | Port | Cable Type | Teaming Mode | Teaming Number | Switchport Mode | VLAN Access
01 | CSW-17 | GE 0/1 |  |  | CAT6 |  |  | D-2/2-11-A7
02 | CSW-17 | GE 0/2 |  |  | CAT6 |  |  | D-2/2-11-A8
03 | CSW-17 | GE 0/3 |  |  | CAT6 |  |  | D-2/2-12-A9
04 | CSW-17 | GE 0/4 |  |  | CAT6 |  |  | D-2/2-12-A10
05 | CSW-17 | GE 0/5 |  |  | CAT6 |  |  | D-2/2-12-A11
06 | CSW-17 | GE 0/6 |  |  | CAT6 |  |  | D-2/2-12-A12
07 | CSW-17 | GE 0/7 |  |  | CAT6 |  |  | D-2/2-12-A13
08 | CSW-17 | GE 0/8 |  |  | CAT6 |  |  | D-2/2-12-A14
09 | CSW-17 | GE 0/9 |  |  | CAT6 |  |  | D-2/2-12-A15
10 | CSW-17 | GE 0/10 |  |  | CAT6 |  |  | D-2/2-12-A16
11 | CSW-17 | GE 0/11 |  |  | CAT6 |  |  | D-2/2-13-A17
12 | CSW-17 | GE 0/12 |  |  | CAT6 |  |  | D-2/2-13-A18
13 | CSW-17 | GE 0/13 |  |  | CAT6 |  |  | D-2/2-13-A19
14 | CSW-17 | GE 0/14 |  |  | CAT6 |  |  | D-2/2-13-A20
15 | CSW-17 | GE 0/15 |  |  | CAT6 |  |  | D-2/2-13-A21
16 | CSW-17 | GE 0/16 |  |  | CAT6 |  |  | D-2/2-13-A22
17 | CSW-17 | GE 0/17 |  |  | CAT6 |  |  | D-2/2-13-A23
18 | CSW-17 | GE 0/18 |  |  | CAT6 |  |  | D-2/2-13-A24
19 | CSW-17 | GE 0/19 |  |  | CAT6 |  |  | D-2/2-14-A25
20 | CSW-17 | GE 0/20 |  |  | CAT6 |  |  | D-2/2-14-A26
21 | CSW-17 | GE 0/21 |  |  | CAT6 |  |  | D-2/2-14-A27
22 | CSW-17 | GE 0/22 |  |  | CAT6 |  |  | D-2/2-14-A28
23 | CSW-17 | GE 0/23 |  |  | CAT6 |  |  | D-2/2-14-A29
24 | CSW-17 | GE 0/24 |  |  | CAT6 |  |  | D-2/2-14-A30
25 | CSW-17 | GE 0/25 |  |  | CAT6 |  |  | D-2/2-14-A31
26 | CSW-17 | GE 0/26 |  |  | CAT6 |  |  | D-2/2-14-A32
27 | CSW-17 | GE 0/27 |  |  | CAT6 |  |  | D-2/2-15-A33
28 | CSW-17 | GE 0/28 |  |  | CAT6 |  |  | D-2/2-15-A34
29 | CSW-17 | GE 0/29 |  |  | CAT6 |  |  | D-2/2-15-A35
30 | CSW-17 | GE 0/30 |  |  | CAT6 |  |  | D-2/2-15-A36
31 | CSW-17 | GE 0/31 |  |  | CAT6 |  |  | D-2/2-15-A37
32 | CSW-17 | GE 0/32 |  |  | CAT6 |  |  | D-2/2-15-A38
33 | CSW-17 | GE 0/33 |  |  | CAT6 |  |  | D-2/2-15-A39
34 | CSW-17 | GE 0/34 |  |  | CAT6 |  |  | D-2/2-15-A40
35 | CSW-17 | GE 0/35 |  |  | CAT6 |  |  | D-2/2-16-A41
36 | CSW-17 | GE 0/36 |  |  | CAT6 |  |  | D-2/2-16-A42
37 | CSW-17 | GE 0/37 |  |  | CAT6 |  |  | D-2/2-16-A43
38 | CSW-17 | GE 0/38 |  |  | CAT6 |  |  | D-2/2-16-A44
39 | CSW-17 | GE 0/39 |  |  | CAT6 |  |  | D-2/2-16-A45
40 | CSW-17 | GE 0/40 |  |  | CAT6 |  |  | D-2/2-16-A46
41 | CSW-17 | GE 0/41 |  |  | CAT6 |  |  | D-2/2-16-A47
42 | CSW-17 | GE 0/42 |  |  | CAT6 |  |  | D-2/2-16-A48
43 | CSW-17 | GE 0/43 |  |  | CAT6 |  |  | D-2/2-17-A49
44 | CSW-17 | GE 0/44 |  |  | CAT6 |  |  | D-2/2-17-A50
45 | CSW-17 | GE 0/45 |  |  | CAT6 |  |  | D-2/2-17-A51
46 | CSW-17 | GE 0/46 |  |  | CAT6 |  |  | D-2/2-17-A52
47 | CSW-17 | GE 0/47 |  |  | CAT6 |  |  | D-2/2-17-A53
48 | CSW-17 | GE 0/48 |  |  | CAT6 |  |  | D-2/2-17-A54
49 | CSW-17 | SFP+ 0/49 | CORE-01 | SFP+-20 | FIBRE |  |  | TRUNK
50 | CSW-17 | SFP+ 0/50 |  |  | FIBRE
51 | CSW-17 | SFP+ 0/51 |  |  | FIBRE
52 | CSW-17 | SFP+ 0/52 |  |  | FIBRE
HOSTNAME: CSW-18
LOCATION: FDR-2-2
IP MGMT:
MODEL: CISCO C9200-48T-E
S/N:
No. | Src. Device | Port | Dest. Device | Port | Cable Type | Teaming Mode | Teaming Number | Switchport Mode | VLAN Access
01 | CSW-18 | GE 0/1 |  |  | CAT6 |  |  | D-2/2-17-A53
02 | CSW-18 | GE 0/2 |  |  | CAT6 |  |  | D-2/2-17-A54
03 | CSW-18 | GE 0/3 |  |  | CAT6 |  |  | D-2/2-17-A55
04 | CSW-18 | GE 0/4 |  |  | CAT6 |  |  | D-2/2-17-A56
05 | CSW-18 | GE 0/5 |  |  | CAT6 |  |  | D-2/2-18-A57
06 | CSW-18 | GE 0/6 |  |  | CAT6 |  |  | D-2/2-18-A58
07 | CSW-18 | GE 0/7 |  |  | CAT6 |  |  | D-2/2-18-A59
08 | CSW-18 | GE 0/8 |  |  | CAT6 |  |  | D-2/2-18-A60
09 | CSW-18 | GE 0/9 |  |  | CAT6 |  |  | D-2/2-18-A61
10 | CSW-18 | GE 0/10 |  |  | CAT6 |  |  | D-2/2-18-A62
11 | CSW-18 | GE 0/11 |  |  | CAT6 |  |  | D-2/2-18-A63
12 | CSW-18 | GE 0/12 |  |  | CAT6 |  |  | D-2/2-18-A64
13 | CSW-18 | GE 0/13 |  |  | CAT6 |  |  | D-2/2-19-A65
14 | CSW-18 | GE 0/14 |  |  | CAT6 |  |  | D-2/2-19-A66
15 | CSW-18 | GE 0/15 |  |  | CAT6 |  |  | D-2/2-19-A67
16 | CSW-18 | GE 0/16 |  |  | CAT6 |  |  | D-2/2-19-A68
17 | CSW-18 | GE 0/17 |  |  | CAT6 |  |  | D-2/2-19-A69
18 | CSW-18 | GE 0/18 |  |  | CAT6 |  |  | D-2/2-19-A70
19 | CSW-18 | GE 0/19 |  |  | CAT6 |  |  | D-2/2-19-A71
20 | CSW-18 | GE 0/20 |  |  | CAT6 |  |  | D-2/2-19-A72
21 | CSW-18 | GE 0/21 |  |  | CAT6 |  |  | A-3/2-01-A1
22 | CSW-18 | GE 0/22 |  |  | CAT6 |  |  | A-3/2-01-A2
23 | CSW-18 | GE 0/23 |  |  | CAT6 |  |  | A-3/2-02-A3
24 | CSW-18 | GE 0/24 |  |  | CAT6 |  |  | A-3/2-02-A4
25 | CSW-18 | GE 0/25 |  |  | CAT6 |  |  | A-3/2-03-A5
26 | CSW-18 | GE 0/26 |  |  | CAT6 |  |  | A-3/2-03-A6
27 | CSW-18 | GE 0/27 |  |  | CAT6 |  |  | A-3/2-04-A7
28 | CSW-18 | GE 0/28 |  |  | CAT6 |  |  | A-3/2-04-A8
29 | CSW-18 | GE 0/29 |  |  | CAT6 |  |  | B-3/2-01-A1
30 | CSW-18 | GE 0/30 |  |  | CAT6 |  |  | B-3/2-01-A2
31 | CSW-18 | GE 0/31 |  |  | CAT6 |  |  | B-3/2-01-A3
32 | CSW-18 | GE 0/32 |  |  | CAT6 |  |  | B-3/2-01-A4
33 | CSW-18 | GE 0/33 |  |  | CAT6 |  |  | D-3/2-01-A1
34 | CSW-18 | GE 0/34 |  |  | CAT6 |  |  | D-3/2-01-A2
35 | CSW-18 | GE 0/35 |  |  | CAT6 |  |  | D-3/2-01-A3
36 | CSW-18 | GE 0/36 |  |  | CAT6 |  |  | D-3/2-01-A4
37 | CSW-18 | GE 0/37 |  |  | CAT6 |  |  | D-3/2-01-A5
38 | CSW-18 | GE 0/38 |  |  | CAT6 |  |  | D-3/2-01-A6
39 | CSW-18 | GE 0/39 |  |  | CAT6 |  |  | D-3/2-01-A7
40 | CSW-18 | GE 0/40 |  |  | CAT6 |  |  | D-3/2-01-A8
41 | CSW-18 | GE 0/41 |  |  | CAT6 |  |  | D-3/2-02-A9
42 | CSW-18 | GE 0/42 |  |  | CAT6 |  |  | D-3/2-02-A10
43 | CSW-18 | GE 0/43 |  |  | CAT6 |  |  | D-3/2-02-A11
44 | CSW-18 | GE 0/44 |  |  | CAT6 |  |  | D-3/2-02-A12
45 | CSW-18 | GE 0/45 |  |  | CAT6 |  |  | D-3/2-02-A13
46 | CSW-18 | GE 0/46 |  |  | CAT6 |  |  | D-3/2-02-A14
47 | CSW-18 | GE 0/47 |  |  | CAT6 |  |  | D-3/2-02-A15
48 | CSW-18 | GE 0/48 |  |  | CAT6 |  |  | D-3/2-02-A16
49 | CSW-18 | SFP+ 0/49 | CORE-01 | SFP+-21 | FIBRE |  |  | TRUNK
50 | CSW-18 | SFP+ 0/50 |  |  | FIBRE
51 | CSW-18 | SFP+ 0/51 |  |  | FIBRE
52 | CSW-18 | SFP+ 0/52 |  |  | FIBRE
HOSTNAME: CSW-19
LOCATION: FDR-2-2
IP MGMT:
MODEL: CISCO C9200-48T-E
S/N:
No. | Src. Device | Port | Dest. Device | Port | Cable Type | Teaming Mode | Teaming Number | Switchport Mode | VLAN Access
01 | CSW-19 | GE 0/1 |  |  | CAT6 |  |  | D-3/2-03-A17
02 | CSW-19 | GE 0/2 |  |  | CAT6 |  |  | D-3/2-03-A18
03 | CSW-19 | GE 0/3 |  |  | CAT6 |  |  | D-3/2-03-A19
04 | CSW-19 | GE 0/4 |  |  | CAT6 |  |  | D-3/2-03-A20
05 | CSW-19 | GE 0/5 |  |  | CAT6 |  |  | D-3/2-03-A21
06 | CSW-19 | GE 0/6 |  |  | CAT6 |  |  | D-3/2-03-A22
07 | CSW-19 | GE 0/7 |  |  | CAT6 |  |  | D-3/2-03-A23
08 | CSW-19 | GE 0/8 |  |  | CAT6 |  |  | D-3/2-03-A24
09 | CSW-19 | GE 0/9 |  |  | CAT6 |  |  | D-3/2-04-A25
10 | CSW-19 | GE 0/10 |  |  | CAT6 |  |  | D-3/2-04-A26
11 | CSW-19 | GE 0/11 |  |  | CAT6 |  |  | D-3/2-04-A27
12 | CSW-19 | GE 0/12 |  |  | CAT6 |  |  | D-3/2-04-A28
13 | CSW-19 | GE 0/13 |  |  | CAT6 |  |  | D-3/2-04-A29
14 | CSW-19 | GE 0/14 |  |  | CAT6 |  |  | D-3/2-04-A30
15 | CSW-19 | GE 0/15 |  |  | CAT6 |  |  | D-3/2-04-A31
16 | CSW-19 | GE 0/16 |  |  | CAT6 |  |  | D-3/2-04-A32
17 | CSW-19 | GE 0/17 |  |  | CAT6 |  |  | D-3/2-05-A33
18 | CSW-19 | GE 0/18 |  |  | CAT6 |  |  | D-3/2-05-A34
19 | CSW-19 | GE 0/19 |  |  | CAT6 |  |  | D-3/2-05-A35
20 | CSW-19 | GE 0/20 |  |  | CAT6 |  |  | D-3/2-05-A36
21 | CSW-19 | GE 0/21 |  |  | CAT6 |  |  | D-3/2-05-A37
22 | CSW-19 | GE 0/22 |  |  | CAT6 |  |  | D-3/2-05-A38
23 | CSW-19 | GE 0/23 |  |  | CAT6 |  |  | D-3/2-05-A39
24 | CSW-19 | GE 0/24 |  |  | CAT6 |  |  | D-3/2-05-A40
25 | CSW-19 | GE 0/25 |  |  | CAT6 |  |  | D-3/2-06-A41
26 | CSW-19 | GE 0/26 |  |  | CAT6 |  |  | D-3/2-06-A42
27 | CSW-19 | GE 0/27 |  |  | CAT6 |  |  | D-3/2-06-A43
28 | CSW-19 | GE 0/28 |  |  | CAT6 |  |  | D-3/2-06-A44
29 | CSW-19 | GE 0/29 |  |  | CAT6 |  |  | D-3/2-06-A45
30 | CSW-19 | GE 0/30 |  |  | CAT6 |  |  | D-3/2-06-A46
31 | CSW-19 | GE 0/31 |  |  | CAT6 |  |  | D-3/2-06-A47
32 | CSW-19 | GE 0/32 |  |  | CAT6 |  |  | D-3/2-06-A48
33 | CSW-19 | GE 0/33 |  |  | CAT6 |  |  | D-3/2-07-A49
34 | CSW-19 | GE 0/34 |  |  | CAT6 |  |  | D-3/2-07-A50
35 | CSW-19 | GE 0/35 |  |  | CAT6 |  |  | D-3/2-07-A51
36 | CSW-19 | GE 0/36 |  |  | CAT6 |  |  | D-3/2-07-A52
37 | CSW-19 | GE 0/37 |  |  | CAT6 |  |  | D-3/2-07-A53
38 | CSW-19 | GE 0/38 |  |  | CAT6 |  |  | D-3/2-07-A54
39 | CSW-19 | GE 0/39 |  |  | CAT6 |  |  | D-3/2-07-A55
40 | CSW-19 | GE 0/40 |  |  | CAT6 |  |  | D-3/2-07-A56
41 | CSW-19 | GE 0/41 |  |  | CAT6 |  |  | D-3/2-08-A57
42 | CSW-19 | GE 0/42 |  |  | CAT6 |  |  | D-3/2-08-A58
43 | CSW-19 | GE 0/43 |  |  | CAT6 |  |  | D-3/2-08-A59
44 | CSW-19 | GE 0/44 |  |  | CAT6 |  |  | D-3/2-08-A60
45 | CSW-19 | GE 0/45 |  |  | CAT6 |  |  | D-3/2-08-A61
46 | CSW-19 | GE 0/46 |  |  | CAT6 |  |  | D-3/2-08-A62
47 | CSW-19 | GE 0/47 |  |  | CAT6 |  |  | D-3/2-08-A63
48 | CSW-19 | GE 0/48 |  |  | CAT6 |  |  | D-3/2-08-A64
49 | CSW-19 | SFP+ 0/49 | CORE-01 | SFP+-22 | FIBRE |  |  | TRUNK
50 | CSW-19 | SFP+ 0/50 |  |  | FIBRE
51 | CSW-19 | SFP+ 0/51 |  |  | FIBRE
52 | CSW-19 | SFP+ 0/52 |  |  | FIBRE
HOSTNAME: CSW-20
LOCATION: FDR-2-2
IP MGMT:
MODEL: CISCO C9200-48T-E
S/N:
No. | Src. Device | Port | Dest. Device | Port | Cable Type | Teaming Mode | Teaming Number | Switchport Mode | VLAN Access
01 | CSW-20 | GE 0/1 |  |  | CAT6 |  |  | D-3/2-09-A65
02 | CSW-20 | GE 0/2 |  |  | CAT6 |  |  | D-3/2-09-A66
03 | CSW-20 | GE 0/3 |  |  | CAT6 |  |  | D-3/2-09-A67
04 | CSW-20 | GE 0/4 |  |  | CAT6 |  |  | D-3/2-09-A68
05 | CSW-20 | GE 0/5 |  |  | CAT6 |  |  | D-3/2-09-A69
06 | CSW-20 | GE 0/6 |  |  | CAT6 |  |  | D-3/2-09-A70
07 | CSW-20 | GE 0/7 |  |  | CAT6 |  |  | D-3/2-09-A71
08 | CSW-20 | GE 0/8 |  |  | CAT6 |  |  | D-3/2-09-A72
09 | CSW-20 | GE 0/9 |  |  | CAT6 |  |  | D-3/2-10-A73
10 | CSW-20 | GE 0/10 |  |  | CAT6 |  |  | D-3/2-10-A74
11 | CSW-20 | GE 0/11 |  |  | CAT6 |  |  | D-3/2-10-A75
12 | CSW-20 | GE 0/12 |  |  | CAT6 |  |  | D-3/2-10-A76
13 | CSW-20 | GE 0/13 |  |  | CAT6 |  |  | D-3/2-10-A77
14 | CSW-20 | GE 0/14 |  |  | CAT6 |  |  | D-3/2-10-A78
15 | CSW-20 | GE 0/15 |  |  | CAT6 |  |  | D-3/2-10-A79
16 | CSW-20 | GE 0/16 |  |  | CAT6 |  |  | D-3/2-10-A80
17 | CSW-20 | GE 0/17 |  |  | CAT6 |  |  | D-3/2-11-A81
18 | CSW-20 | GE 0/18 |  |  | CAT6 |  |  | D-3/2-11-A82
19 | CSW-20 | GE 0/19 |  |  | CAT6 |  |  | D-3/2-11-A83
20 | CSW-20 | GE 0/20 |  |  | CAT6 |  |  | D-3/2-11-A84
21 | CSW-20 | GE 0/21 |  |  | CAT6 |  |  | D-3/2-11-A85
22 | CSW-20 | GE 0/22 |  |  | CAT6 |  |  | D-3/2-11-A86
23 | CSW-20 | GE 0/23 |  |  | CAT6 |  |  | D-3/2-11-A87
24 | CSW-20 | GE 0/24 |  |  | CAT6 |  |  | D-3/2-11-A88
25 | CSW-20 | GE 0/25 |  |  | CAT6 |  |  | E-3/2-01-A1
26 | CSW-20 | GE 0/26 |  |  | CAT6 |  |  | E-3/2-01-A2
27 | CSW-20 | GE 0/27 |  |  | CAT6 |  |  | E-3/2-01-A3
28 | CSW-20 | GE 0/28 |  |  | CAT6 |  |  | E-3/2-01-A4
29 | CSW-20 | GE 0/29 |  |  | CAT6 |  |  | E-3/2-01-A5
30 | CSW-20 | GE 0/30 |  |  | CAT6 |  |  | E-3/2-01-A6
31 | CSW-20 | GE 0/31 |  |  | CAT6 |  |  | E-3/2-01-A7
32 | CSW-20 | GE 0/32 |  |  | CAT6 |  |  | E-3/2-01-A8
33 | CSW-20 | GE 0/33 |  |  | CAT6 |  |  | E-3/2-01-A9
34 | CSW-20 | GE 0/34 |  |  | CAT6 |  |  | E-3/2-01-A10
35 | CSW-20 | GE 0/35 |  |  | CAT6 |  |  | E-3/2-01-A11
36 | CSW-20 | GE 0/36 |  |  | CAT6 |  |  | E-3/2-01-A12
37 | CSW-20 | GE 0/37 |  |  | CAT6 |  |  | E-3/2-02-A13
38 | CSW-20 | GE 0/38 |  |  | CAT6 |  |  | E-3/2-02-A14
39 | CSW-20 | GE 0/39 |  |  | CAT6 |  |  | E-3/2-02-A15
40 | CSW-20 | GE 0/40 |  |  | CAT6 |  |  | E-3/2-02-A16
41 | CSW-20 | GE 0/41 |  |  | CAT6 |  |  | E-3/2-02-A17
42 | CSW-20 | GE 0/42 |  |  | CAT6 |  |  | E-3/2-02-A18
43 | CSW-20 | GE 0/43 |  |  | CAT6 |  |  | E-3/2-02-A19
44 | CSW-20 | GE 0/44 |  |  | CAT6 |  |  | E-3/2-02-A20
45 | CSW-20 | GE 0/45 |  |  | CAT6 |  |  | E-3/2-02-A21
46 | CSW-20 | GE 0/46 |  |  | CAT6 |  |  | E-3/2-02-A22
47 | CSW-20 | GE 0/47 |  |  | CAT6 |  |  | E-3/2-02-A23
48 | CSW-20 | GE 0/48 |  |  | CAT6 |  |  | E-3/2-02-A24
49 | CSW-20 | SFP+ 0/49 | CORE-01 | SFP+-23 | FIBRE |  |  | TRUNK
50 | CSW-20 | SFP+ 0/50 |  |  | FIBRE
51 | CSW-20 | SFP+ 0/51 |  |  | FIBRE
52 | CSW-20 | SFP+ 0/52 |  |  | FIBRE
HOSTNAME: CSW-21
LOCATION: FDR-2-2
IP MGMT:
MODEL: CISCO C9200-48P-E
S/N:
No. | Src. Device | Port | Dest. Device | Port | Cable Type | Teaming Mode | Teaming Number | Switchport Mode | VLAN Access
01 | CSW-21 | GE 0/1 |  |  | CAT6 |  |  | T-2/2-01-T1
02 | CSW-21 | GE 0/2 |  |  | CAT6 |  |  | T-2/2-02-T2
03 | CSW-21 | GE 0/3 |  |  | CAT6 |  |  | LI-T1 |  | LIBRARY
04 | CSW-21 | GE 0/4 |  |  | CAT6 |  |  | LI-T2
05 | CSW-21 | GE 0/5 |  |  | CAT6 |  |  | LI-T3
06 | CSW-21 | GE 0/6 |  |  | CAT6 |  |  | OR-T1 |  | Office Room
07 | CSW-21 | GE 0/7 |  |  | CAT6 |  |  | OR-T2
08 | CSW-21 | GE 0/8 |  |  | CAT6 |  |  | OR-T3
09 | CSW-21 | GE 0/9 |  |  | CAT6 |  |  | OR-T4
10 | CSW-21 | GE 0/10 |  |  | CAT6 |  |  | A-3/2-01-T1
11 | CSW-21 | GE 0/11 |  |  | CAT6 |  |  | A-3/2-02-T2
12 | CSW-21 | GE 0/12 |  |  | CAT6 |  |  | A-3/2-03-T3
13 | CSW-21 | GE 0/13 |  |  | CAT6 |  |  | A-3/2-04-T4
14 | CSW-21 | GE 0/14 |  |  | CAT6 |  |  | B-3/2-01-T1
15 | CSW-21 | GE 0/15 |  |  | CAT6 |  |  | CSLR-T1 |  | COUNSELLING ROOM
16 | CSW-21 | GE 0/16 |  |  | CAT6 |  |  | CSLR-T2
17 | CSW-21 | GE 0/17 |  |  | CAT6 |  |  | CSLR-T3
18 | CSW-21 | GE 0/18 |  |  | CAT6 |  |  | CSLR-T4
19 | CSW-21 | GE 0/19 |  |  | CAT6 |  |  | CSLR-T5
20 | CSW-21 | GE 0/20 |  |  | CAT6 |  |  | CSLR-T6
21 | CSW-21 | GE 0/21 |  |  | CAT6 |  |  | 2/2-08-W1
22 | CSW-21 | GE 0/22 |  |  | CAT6 |  |  | 2/2-09-W2
23 | CSW-21 | GE 0/23 |  |  | CAT6 |  |  | 2/2-10-W3
24 | CSW-21 | GE 0/24 |  |  | CAT6 |  |  | 2/2-11-W4
25 | CSW-21 | GE 0/25 |  |  | CAT6 |  |  | 2/2-12-W5
26 | CSW-21 | GE 0/26 |  |  | CAT6 |  |  | 2/2-13-W6
27 | CSW-21 | GE 0/27 |  |  | CAT6 |  |  | 2/2-14-W7
28 | CSW-21 | GE 0/28 |  |  | CAT6 |  |  | 2/2-15-W8
29 | CSW-21 | GE 0/29 |  |  | CAT6 |  |  | 2/2-16-W9
30 | CSW-21 | GE 0/30 |  |  | CAT6 |  |  | 2/2-17-W10
31 | CSW-21 | GE 0/31 |  |  | CAT6 |  |  | 2/2-18-W11
32 | CSW-21 | GE 0/32 |  |  | CAT6 |  |  | 3/2-01-W1
33 | CSW-21 | GE 0/33 |  |  | CAT6 |  |  | 3/2-02-W2
34 | CSW-21 | GE 0/34 |  |  | CAT6 |  |  | 3/2-03-W3
35 | CSW-21 | GE 0/35 |  |  | CAT6 |  |  | 3/2-04-W4
36 | CSW-21 | GE 0/36 |  |  | CAT6 |  |  | 3/2-05-W5
37 | CSW-21 | GE 0/37 |  |  | CAT6 |  |  | 3/2-06-W6
38 | CSW-21 | GE 0/38 |  |  | CAT6 |  |  | 3/2-07-W7
39 | CSW-21 | GE 0/39 |  |  | CAT6 |  |  | 3/2-08-W8
40 | CSW-21 | GE 0/40 |  |  | CAT6 |  |  | 3/2-09-W9
41 | CSW-21 | GE 0/41 |  |  | CAT6 |  |  | 3/2-10-W10
42 | CSW-21 | GE 0/42 |  |  | CAT6 |  |  | 3/2-11-W11
43 | CSW-21 | GE 0/43 |  |  | CAT6 |  |  | 3/2-12-W12
44 | CSW-21 | GE 0/44 |  |  | CAT6 |  |  | 3/2-13-W13
45 | CSW-21 | GE 0/45 |  |  | CAT6 |  |  | 3/2-14-W14
46 | CSW-21 | GE 0/46 |  |  | CAT6 |  |  | 3/2-15-W15
47 | CSW-21 | GE 0/47 |  |  | CAT6 |  |  | 3/2-16-W16
48 | CSW-21 | GE 0/48 |  |  | CAT6
49 | CSW-21 | SFP+ 0/49 | CORE-01 | SFP+-24 | FIBRE |  |  | TRUNK
50 | CSW-21 | SFP+ 0/50 |  |  | FIBRE
51 | CSW-21 | SFP+ 0/51 |  |  | FIBRE
52 | CSW-21 | SFP+ 0/52 |  |  | FIBRE
HOSTNAME: CSW-22
LOCATION: FDR-2-2/1
IP MGMT:
MODEL: CISCO C9200-48T-E
S/N:
No. | Src. Device | Port | Dest. Device | Port | Cable Type | Teaming Mode | Teaming Number | Switchport Mode | VLAN Access
01 | CSW-22 | GE 0/1 |  |  | CAT6 |  |  | D-2/2-01-D1
02 | CSW-22 | GE 0/2 |  |  | CAT6 |  |  | D-2/2-01-D2
03 | CSW-22 | GE 0/3 |  |  | CAT6 |  |  | D-2/2-02-D3
04 | CSW-22 | GE 0/4 |  |  | CAT6 |  |  | D-2/2-02-D4
05 | CSW-22 | GE 0/5 |  |  | CAT6 |  |  | D-2/2-03-D5
06 | CSW-22 | GE 0/6 |  |  | CAT6 |  |  | D-2/2-03-D6
07 | CSW-22 | GE 0/7 |  |  | CAT6 |  |  | D-2/2-04-D7
08 | CSW-22 | GE 0/8 |  |  | CAT6 |  |  | D-2/2-04-D8
09 | CSW-22 | GE 0/9 |  |  | CAT6 |  |  | D-2/2-05-D9
10 | CSW-22 | GE 0/10 |  |  | CAT6 |  |  | D-2/2-05-D10
11 | CSW-22 | GE 0/11 |  |  | CAT6 |  |  | D-2/2-06-D11
12 | CSW-22 | GE 0/12 |  |  | CAT6 |  |  | D-2/2-06-D12
13 | CSW-22 | GE 0/13 |  |  | CAT6 |  |  | D-2/2-07-D13
14 | CSW-22 | GE 0/14 |  |  | CAT6 |  |  | D-2/2-07-D14
15 | CSW-22 | GE 0/15 |  |  | CAT6 |  |  | D-2/2-08-D15
16 | CSW-22 | GE 0/16 |  |  | CAT6 |  |  | D-2/2-08-D16
17 | CSW-22 | GE 0/17 |  |  | CAT6 |  |  | D-2/2-09-D17
18 | CSW-22 | GE 0/18 |  |  | CAT6 |  |  | D-2/2-09-D18
19 | CSW-22 | GE 0/19 |  |  | CAT6 |  |  | D-2/2-10-D19
20 | CSW-22 | GE 0/20 |  |  | CAT6 |  |  | D-2/2-10-D20
21 | CSW-22 | GE 0/21 |  |  | CAT6 |  |  | E-2/2-01-D1
22 | CSW-22 | GE 0/22 |  |  | CAT6 |  |  | E-2/2-01-D2
23 | CSW-22 | GE 0/23 |  |  | CAT6 |  |  | E-2/2-02-D3
24 | CSW-22 | GE 0/24 |  |  | CAT6 |  |  | E-2/2-02-D4
25 | CSW-22 | GE 0/25 |  |  | CAT6 |  |  | D-2/2-01-A1
26 | CSW-22 | GE 0/26 |  |  | CAT6 |  |  | D-2/2-01-A2
27 | CSW-22 | GE 0/27 |  |  | CAT6 |  |  | D-2/2-01-A3
28 | CSW-22 | GE 0/28 |  |  | CAT6 |  |  | D-2/2-01-A4
29 | CSW-22 | GE 0/29 |  |  | CAT6 |  |  | D-2/2-01-A5
30 | CSW-22 | GE 0/30 |  |  | CAT6 |  |  | D-2/2-01-A6
31 | CSW-22 | GE 0/31 |  |  | CAT6 |  |  | D-2/2-01-A7
32 | CSW-22 | GE 0/32 |  |  | CAT6 |  |  | D-2/2-01-A8
33 | CSW-22 | GE 0/33 |  |  | CAT6 |  |  | D-2/2-02-A9
34 | CSW-22 | GE 0/34 |  |  | CAT6 |  |  | D-2/2-02-A10
35 | CSW-22 | GE 0/35 |  |  | CAT6 |  |  | D-2/2-02-A11
36 | CSW-22 | GE 0/36 |  |  | CAT6 |  |  | D-2/2-02-A12
37 | CSW-22 | GE 0/37 |  |  | CAT6 |  |  | D-2/2-02-A13
38 | CSW-22 | GE 0/38 |  |  | CAT6 |  |  | D-2/2-02-A14
39 | CSW-22 | GE 0/39 |  |  | CAT6 |  |  | D-2/2-02-A15
40 | CSW-22 | GE 0/40 |  |  | CAT6 |  |  | D-2/2-02-A16
41 | CSW-22 | GE 0/41 |  |  | CAT6 |  |  | D-2/2-03-A17
42 | CSW-22 | GE 0/42 |  |  | CAT6 |  |  | D-2/2-03-A18
43 | CSW-22 | GE 0/43 |  |  | CAT6 |  |  | D-2/2-03-A19
44 | CSW-22 | GE 0/44 |  |  | CAT6 |  |  | D-2/2-03-A20
45 | CSW-22 | GE 0/45 |  |  | CAT6 |  |  | D-2/2-03-A21
46 | CSW-22 | GE 0/46 |  |  | CAT6 |  |  | D-2/2-03-A22
47 | CSW-22 | GE 0/47 |  |  | CAT6 |  |  | D-2/2-03-A23
48 | CSW-22 | GE 0/48 |  |  | CAT6 |  |  | D-2/2-03-A24
49 | CSW-22 | SFP+ 0/49 | CORE-02 | SFP+-01 | FIBRE |  |  | TRUNK
50 | CSW-22 | SFP+ 0/50 |  |  | FIBRE
51 | CSW-22 | SFP+ 0/51 |  |  | FIBRE
52 | CSW-22 | SFP+ 0/52 |  |  | FIBRE
HOSTNAME: CSW-23
LOCATION: FDR-2-2/1
IP MGMT:
MODEL: CISCO C9200-48T-E
S/N:
No. | Src. Device | Port | Dest. Device | Port | Cable Type | Teaming Mode | Teaming Number | Switchport Mode | VLAN Access
01 | CSW-23 | GE 0/1 |  |  | CAT6 |  |  | D-2/2-04-A25
02 | CSW-23 | GE 0/2 |  |  | CAT6 |  |  | D-2/2-04-A26
03 | CSW-23 | GE 0/3 |  |  | CAT6 |  |  | D-2/2-04-A27
04 | CSW-23 | GE 0/4 |  |  | CAT6 |  |  | D-2/2-04-A28
05 | CSW-23 | GE 0/5 |  |  | CAT6 |  |  | D-2/2-04-A29
06 | CSW-23 | GE 0/6 |  |  | CAT6 |  |  | D-2/2-04-A30
07 | CSW-23 | GE 0/7 |  |  | CAT6 |  |  | D-2/2-04-A31
08 | CSW-23 | GE 0/8 |  |  | CAT6 |  |  | D-2/2-04-A32
09 | CSW-23 | GE 0/9 |  |  | CAT6 |  |  | D-2/2-05-A33
10 | CSW-23 | GE 0/10 |  |  | CAT6 |  |  | D-2/2-05-A34
11 | CSW-23 | GE 0/11 |  |  | CAT6 |  |  | D-2/2-05-A35
12 | CSW-23 | GE 0/12 |  |  | CAT6 |  |  | D-2/2-05-A36
13 | CSW-23 | GE 0/13 |  |  | CAT6 |  |  | D-2/2-05-A37
14 | CSW-23 | GE 0/14 |  |  | CAT6 |  |  | D-2/2-05-A38
15 | CSW-23 | GE 0/15 |  |  | CAT6 |  |  | D-2/2-05-A39
16 | CSW-23 | GE 0/16 |  |  | CAT6 |  |  | D-2/2-05-A40
17 | CSW-23 | GE 0/17 |  |  | CAT6 |  |  | D-2/2-06-A41
18 | CSW-23 | GE 0/18 |  |  | CAT6 |  |  | D-2/2-06-A42
19 | CSW-23 | GE 0/19 |  |  | CAT6 |  |  | D-2/2-06-A43
20 | CSW-23 | GE 0/20 |  |  | CAT6 |  |  | D-2/2-06-A44
21 | CSW-23 | GE 0/21 |  |  | CAT6 |  |  | D-2/2-06-A45
22 | CSW-23 | GE 0/22 |  |  | CAT6 |  |  | D-2/2-06-A46
23 | CSW-23 | GE 0/23 |  |  | CAT6 |  |  | D-2/2-06-A47
24 | CSW-23 | GE 0/24 |  |  | CAT6 |  |  | D-2/2-06-A48
25 | CSW-23 | GE 0/25 |  |  | CAT6 |  |  | D-2/2-07-A49
26 | CSW-23 | GE 0/26 |  |  | CAT6 |  |  | D-2/2-07-A50
27 | CSW-23 | GE 0/27 |  |  | CAT6 |  |  | D-2/2-07-A51
28 | CSW-23 | GE 0/28 |  |  | CAT6 |  |  | D-2/2-07-A52
29 | CSW-23 | GE 0/29 |  |  | CAT6 |  |  | D-2/2-07-A53
30 | CSW-23 | GE 0/30 |  |  | CAT6 |  |  | D-2/2-07-A54
31 | CSW-23 | GE 0/31 |  |  | CAT6 |  |  | D-2/2-07-A55
32 | CSW-23 | GE 0/32 |  |  | CAT6 |  |  | D-2/2-07-A56
33 | CSW-23 | GE 0/33 |  |  | CAT6 |  |  | D-2/2-08-A57
34 | CSW-23 | GE 0/34 |  |  | CAT6 |  |  | D-2/2-08-A58
35 | CSW-23 | GE 0/35 |  |  | CAT6 |  |  | D-2/2-08-A59
36 | CSW-23 | GE 0/36 |  |  | CAT6 |  |  | D-2/2-08-A60
37 | CSW-23 | GE 0/37 |  |  | CAT6 |  |  | D-2/2-08-A61
38 | CSW-23 | GE 0/38 |  |  | CAT6 |  |  | D-2/2-08-A62
39 | CSW-23 | GE 0/39 |  |  | CAT6 |  |  | D-2/2-08-A63
40 | CSW-23 | GE 0/40 |  |  | CAT6 |  |  | D-2/2-08-A64
41 | CSW-23 | GE 0/41 |  |  | CAT6 |  |  | D-2/2-09-A65
42 | CSW-23 | GE 0/42 |  |  | CAT6 |  |  | D-2/2-09-A66
43 | CSW-23 | GE 0/43 |  |  | CAT6 |  |  | D-2/2-09-A67
44 | CSW-23 | GE 0/44 |  |  | CAT6 |  |  | D-2/2-09-A68
45 | CSW-23 | GE 0/45 |  |  | CAT6 |  |  | D-2/2-09-A69
46 | CSW-23 | GE 0/46 |  |  | CAT6 |  |  | D-2/2-09-A70
47 | CSW-23 | GE 0/47 |  |  | CAT6 |  |  | D-2/2-09-A71
48 | CSW-23 | GE 0/48 |  |  | CAT6 |  |  | D-2/2-09-A72
49 | CSW-23 | SFP+ 0/49 | CORE-02 | SFP+-02 | FIBRE |  |  | TRUNK
50 | CSW-23 | SFP+ 0/50 |  |  | FIBRE
51 | CSW-23 | SFP+ 0/51 |  |  | FIBRE
52 | CSW-23 | SFP+ 0/52 |  |  | FIBRE
HOSTNAME: CSW-24
LOCATION: FDR-2-2/1
IP MGMT:
MODEL: CISCO C9200-48T-E
S/N:
No. | Src. Device | Port | Dest. Device | Port | Cable Type | Teaming Mode | Teaming Number | Switchport Mode | VLAN Access
01 | CSW-24 | GE 0/1 |  |  | CAT6 |  |  | D-2/2-10-A73
02 | CSW-24 | GE 0/2 |  |  | CAT6 |  |  | D-2/2-10-A74
03 | CSW-24 | GE 0/3 |  |  | CAT6 |  |  | D-2/2-10-A75
04 | CSW-24 | GE 0/4 |  |  | CAT6 |  |  | D-2/2-10-A76
05 | CSW-24 | GE 0/5 |  |  | CAT6 |  |  | D-2/2-10-A77
06 | CSW-24 | GE 0/6 |  |  | CAT6 |  |  | D-2/2-10-A78
07 | CSW-24 | GE 0/7 |  |  | CAT6 |  |  | D-2/2-10-A79
08 | CSW-24 | GE 0/8 |  |  | CAT6 |  |  | D-2/2-10-A80
09 | CSW-24 | GE 0/9 |  |  | CAT6 |  |  | E-2/2-01-A1
10 | CSW-24 | GE 0/10 |  |  | CAT6 |  |  | E-2/2-01-A2
11 | CSW-24 | GE 0/11 |  |  | CAT6 |  |  | E-2/2-01-A3
12 | CSW-24 | GE 0/12 |  |  | CAT6 |  |  | E-2/2-01-A4
13 | CSW-24 | GE 0/13 |  |  | CAT6 |  |  | E-2/2-01-A5
14 | CSW-24 | GE 0/14 |  |  | CAT6 |  |  | E-2/2-01-A6
15 | CSW-24 | GE 0/15 |  |  | CAT6 |  |  | E-2/2-01-A7
16 | CSW-24 | GE 0/16 |  |  | CAT6 |  |  | E-2/2-01-A8
17 | CSW-24 | GE 0/17 |  |  | CAT6 |  |  | E-2/2-01-A9
18 | CSW-24 | GE 0/18 |  |  | CAT6 |  |  | E-2/2-01-A10
19 | CSW-24 | GE 0/19 |  |  | CAT6 |  |  | E-2/2-01-A11
20 | CSW-24 | GE 0/20 |  |  | CAT6 |  |  | E-2/2-01-A12
21 | CSW-24 | GE 0/21 |  |  | CAT6 |  |  | E-2/2-02-A13
22 | CSW-24 | GE 0/22 |  |  | CAT6 |  |  | E-2/2-02-A14
23 | CSW-24 | GE 0/23 |  |  | CAT6 |  |  | E-2/2-02-A15
24 | CSW-24 | GE 0/24 |  |  | CAT6 |  |  | E-2/2-02-A16
25 | CSW-24 | GE 0/25 |  |  | CAT6 |  |  | E-2/2-02-A17
26 | CSW-24 | GE 0/26 |  |  | CAT6 |  |  | E-2/2-02-A18
27 | CSW-24 | GE 0/27 |  |  | CAT6 |  |  | E-2/2-02-A19
28 | CSW-24 | GE 0/28 |  |  | CAT6 |  |  | E-2/2-02-A20
29 | CSW-24 | GE 0/29 |  |  | CAT6 |  |  | E-2/2-02-A21
30 | CSW-24 | GE 0/30 |  |  | CAT6 |  |  | E-2/2-02-A22
31 | CSW-24 | GE 0/31 |  |  | CAT6 |  |  | E-2/2-02-A23
32 | CSW-24 | GE 0/32 |  |  | CAT6 |  |  | E-2/2-02-A24
33 | CSW-24 | GE 0/33 |  |  | CAT6
34 | CSW-24 | GE 0/34 |  |  | CAT6
35 | CSW-24 | GE 0/35 |  |  | CAT6
36 | CSW-24 | GE 0/36 |  |  | CAT6
37 | CSW-24 | GE 0/37 |  |  | CAT6
38 | CSW-24 | GE 0/38 |  |  | CAT6
39 | CSW-24 | GE 0/39 |  |  | CAT6
40 | CSW-24 | GE 0/40 |  |  | CAT6
41 | CSW-24 | GE 0/41 |  |  | CAT6
42 | CSW-24 | GE 0/42 |  |  | CAT6
43 | CSW-24 | GE 0/43 |  |  | CAT6
44 | CSW-24 | GE 0/44 |  |  | CAT6
45 | CSW-24 | GE 0/45 |  |  | CAT6
46 | CSW-24 | GE 0/46 |  |  | CAT6
47 | CSW-24 | GE 0/47 |  |  | CAT6
48 | CSW-24 | GE 0/48 |  |  | CAT6
49 | CSW-24 | SFP+ 0/49 | CORE-02 | SFP+-03 | FIBRE |  |  | TRUNK
50 | CSW-24 | SFP+ 0/50 |  |  | FIBRE
51 | CSW-24 | SFP+ 0/51 |  |  | FIBRE
52 | CSW-24 | SFP+ 0/52 |  |  | FIBRE
HOSTNAME: CSW-25
LOCATION: FDR-2-2/1
IP MGMT:
MODEL: CISCO C1000-16P-2G-L
S/N:
No. | Src. Device | Port | Dest. Device | Port | Cable Type | Teaming Mode | Teaming Number | Switchport Mode | VLAN Access
01 | CSW-25 | GE 0/1 |  |  | CAT6 |  |  | 2/2-01-W1
02 | CSW-25 | GE 0/2 |  |  | CAT6 |  |  | 2/2-02-W2
03 | CSW-25 | GE 0/3 |  |  | CAT6 |  |  | 2/2-03-W3
04 | CSW-25 | GE 0/4 |  |  | CAT6 |  |  | 2/2-04-W4
05 | CSW-25 | GE 0/5 |  |  | CAT6 |  |  | 2/2-05-W5
06 | CSW-25 | GE 0/6 |  |  | CAT6 |  |  | 2/2-06-W6
07 | CSW-25 | GE 0/7 |  |  | CAT6 |  |  | 2/2-07-W7
08 | CSW-25 | GE 0/8 |  |  | CAT6
09 | CSW-25 | GE 0/9 |  |  | CAT6
10 | CSW-25 | GE 0/10 |  |  | CAT6
11 | CSW-25 | GE 0/11 |  |  | CAT6
12 | CSW-25 | GE 0/12 |  |  | CAT6
13 | CSW-25 | GE 0/13 |  |  | CAT6
14 | CSW-25 | GE 0/14 |  |  | CAT6
15 | CSW-25 | GE 0/15 |  |  | CAT6
16 | CSW-25 | GE 0/16 |  |  | CAT6
17 | CSW-25 | SFP 0/17 | CORE-02 | SFP+-04 | FIBRE |  |  | TRUNK
18 | CSW-25 | SFP 0/18 |  |  | FIBRE
HOSTNAME: CSW-26
LOCATION: FDR-5-1
IP MGMT:
MODEL: CISCO C9200-48T-E
S/N:
No. | Src. Device | Port | Dest. Device | Port | Cable Type | Teaming Mode | Teaming Number | Switchport Mode | VLAN Access
01 | CSW-26 | GE 0/1 |  |  | CAT6 |  |  | A-4/1-01-D1
02 | CSW-26 | GE 0/2 |  |  | CAT6 |  |  | D-4/1-01-D2
03 | CSW-26 | GE 0/3 |  |  | CAT6 |  |  | D-4/1-02-D3
04 | CSW-26 | GE 0/4 |  |  | CAT6 |  |  | D-4/1-02-D4
05 | CSW-26 | GE 0/5 |  |  | CAT6 |  |  | D-4/1-03-D5
06 | CSW-26 | GE 0/6 |  |  | CAT6 |  |  | D-4/1-03-D6
07 | CSW-26 | GE 0/7 |  |  | CAT6 |  |  | A-4/1-04-D7
08 | CSW-26 | GE 0/8 |  |  | CAT6 |  |  | D-4/1-04-D8
09 | CSW-26 | GE 0/9 |  |  | CAT6 |  |  | D-4/1-05-D9
10 | CSW-26 | GE 0/10 |  |  | CAT6 |  |  | D-4/1-05-D10
11 | CSW-26 | GE 0/11 |  |  | CAT6 |  |  | D-4/1-06-D11
12 | CSW-26 | GE 0/12 |  |  | CAT6 |  |  | D-4/1-06-D12
13 | CSW-26 | GE 0/13 |  |  | CAT6 |  |  | A-4/1-07-D13
14 | CSW-26 | GE 0/14 |  |  | CAT6 |  |  | D-4/1-07-D14
15 | CSW-26 | GE 0/15 |  |  | CAT6 |  |  | D-4/1-08-D15
16 | CSW-26 | GE 0/16 |  |  | CAT6 |  |  | D-4/1-08-D16
17 | CSW-26 | GE 0/17 |  |  | CAT6 |  |  | D-4/1-09-D17
18 | CSW-26 | GE 0/18 |  |  | CAT6 |  |  | D-4/1-09-D18
19 | CSW-26 | GE 0/19 |  |  | CAT6 |  |  | A-5/1-01-D1
20 | CSW-26 | GE 0/20 |  |  | CAT6 |  |  | E-5/1-01-D1
21 | CSW-26 | GE 0/21 |  |  | CAT6 |  |  | E-5/1-01-D2
22 | CSW-26 | GE 0/22 |  |  | CAT6 |  |  | E-5/1-02-D3
23 | CSW-26 | GE 0/23 |  |  | CAT6 |  |  | E-5/1-02-D4
24 | CSW-26 | GE 0/24 |  |  | CAT6 |  |  | E-5/1-03-D5
25 | CSW-26 | GE 0/25 |  |  | CAT6 |  |  | E-5/1-03-D6
26 | CSW-26 | GE 0/26 |  |  | CAT6 |  |  | E-5/1-04-D7
27 | CSW-26 | GE 0/27 |  |  | CAT6 |  |  | E-5/1-04-D8
28 | CSW-26 | GE 0/28 |  |  | CAT6 |  |  | E-5/1-05-D9
29 | CSW-26 | GE 0/29 |  |  | CAT6 |  |  | E-5/1-05-D10
30 | CSW-26 | GE 0/30 |  |  | CAT6 |  |  | E-5/1-06-D11
31 | CSW-26 | GE 0/31 |  |  | CAT6 |  |  | E-5/1-06-D12
32 | CSW-26 | GE 0/32 |  |  | CAT6 |  |  | E-5/1-07-D13
33 | CSW-26 | GE 0/33 |  |  | CAT6 |  |  | E-5/1-07-D14
34 | CSW-26 | GE 0/34 |  |  | CAT6 |  |  | E-5/1-08-D15
35 | CSW-26 | GE 0/35 |  |  | CAT6 |  |  | E-5/1-08-D16
36 | CSW-26 | GE 0/36 |  |  | CAT6 |  |  | E-5/1-09-D17
37 | CSW-26 | GE 0/37 |  |  | CAT6 |  |  | E-5/1-09-D18
38 | CSW-26 | GE 0/38 |  |  | CAT6 |  |  | A-4/1-01-A1
39 | CSW-26 | GE 0/39 |  |  | CAT6 |  |  | A-4/1-01-A2
40 | CSW-26 | GE 0/40 |  |  | CAT6 |  |  | D-4/1-01-A1
41 | CSW-26 | GE 0/41 |  |  | CAT6 |  |  | D-4/1-01-A2
42 | CSW-26 | GE 0/42 |  |  | CAT6 |  |  | D-4/1-01-A3
43 | CSW-26 | GE 0/43 |  |  | CAT6 |  |  | D-4/1-01-A4
44 | CSW-26 | GE 0/44 |  |  | CAT6 |  |  | D-4/1-01-A5
45 | CSW-26 | GE 0/45 |  |  | CAT6 |  |  | D-4/1-01-A6
46 | CSW-26 | GE 0/46 |  |  | CAT6 |  |  | D-4/1-01-A7
47 | CSW-26 | GE 0/47 |  |  | CAT6 |  |  | D-4/1-01-A8
48 | CSW-26 | GE 0/48 |  |  | CAT6 |  |  | D-4/1-02-A9
49 | CSW-26 | SFP+ 0/49 | CORE-02 | SFP+-05 | FIBRE |  |  | TRUNK
50 | CSW-26 | SFP+ 0/50 |  |  | FIBRE
51 | CSW-26 | SFP+ 0/51 |  |  | FIBRE
52 | CSW-26 | SFP+ 0/52 |  |  | FIBRE
HOSTNAME: CSW-27
LOCATION: FDR-5-1
IP MGMT:
MODEL: CISCO C9200-48T-E
S/N:
No. | Src. Device | Port | Dest. Device | Port | Cable Type | Teaming Mode | Teaming Number | Switchport Mode | VLAN Access
01 | CSW-27 | GE 0/1 |  |  | CAT6 |  |  | D-4/1-02-A10
02 | CSW-27 | GE 0/2 |  |  | CAT6 |  |  | D-4/1-02-A11
03 | CSW-27 | GE 0/3 |  |  | CAT6 |  |  | D-4/1-02-A12
04 | CSW-27 | GE 0/4 |  |  | CAT6 |  |  | D-4/1-02-A13
05 | CSW-27 | GE 0/5 |  |  | CAT6 |  |  | D-4/1-02-A14
06 | CSW-27 | GE 0/6 |  |  | CAT6 |  |  | D-4/1-02-A15
07 | CSW-27 | GE 0/7 |  |  | CAT6 |  |  | D-4/1-02-A16
08 | CSW-27 | GE 0/8 |  |  | CAT6 |  |  | D-4/1-03-A17
09 | CSW-27 | GE 0/9 |  |  | CAT6 |  |  | D-4/1-03-A18
10 | CSW-27 | GE 0/10 |  |  | CAT6 |  |  | D-4/1-03-A19
11 | CSW-27 | GE 0/11 |  |  | CAT6 |  |  | D-4/1-03-A20
12 | CSW-27 | GE 0/12 |  |  | CAT6 |  |  | D-4/1-03-A21
13 | CSW-27 | GE 0/13 |  |  | CAT6 |  |  | D-4/1-03-A22
14 | CSW-27 | GE 0/14 |  |  | CAT6 |  |  | D-4/1-03-A23
15 | CSW-27 | GE 0/15 |  |  | CAT6 |  |  | D-4/1-03-A24
16 | CSW-27 | GE 0/16 |  |  | CAT6 |  |  | D-4/1-04-A25
17 | CSW-27 | GE 0/17 |  |  | CAT6 |  |  | D-4/1-04-A26
18 | CSW-27 | GE 0/18 |  |  | CAT6 |  |  | D-4/1-04-A27
19 | CSW-27 | GE 0/19 |  |  | CAT6 |  |  | D-4/1-04-A28
20 | CSW-27 | GE 0/20 |  |  | CAT6 |  |  | D-4/1-04-A29
21 | CSW-27 | GE 0/21 |  |  | CAT6 |  |  | D-4/1-04-A30
22 | CSW-27 | GE 0/22 |  |  | CAT6 |  |  | D-4/1-04-A31
23 | CSW-27 | GE 0/23 |  |  | CAT6 |  |  | D-4/1-04-A32
24 | CSW-27 | GE 0/24 |  |  | CAT6 |  |  | D-4/1-05-A33
25 | CSW-27 | GE 0/25 |  |  | CAT6 |  |  | D-4/1-05-A34
26 | CSW-27 | GE 0/26 |  |  | CAT6 |  |  | D-4/1-05-A35
27 | CSW-27 | GE 0/27 |  |  | CAT6 |  |  | D-4/1-05-A36
28 | CSW-27 | GE 0/28 |  |  | CAT6 |  |  | D-4/1-05-A37
29 | CSW-27 | GE 0/29 |  |  | CAT6 |  |  | D-4/1-05-A38
30 | CSW-27 | GE 0/30 |  |  | CAT6 |  |  | D-4/1-05-A39
31 | CSW-27 | GE 0/31 |  |  | CAT6 |  |  | D-4/1-05-A40
32 | CSW-27 | GE 0/32 |  |  | CAT6 |  |  | D-4/1-06-A41
33 | CSW-27 | GE 0/33 |  |  | CAT6 |  |  | D-4/1-06-A42
34 | CSW-27 | GE 0/34 |  |  | CAT6 |  |  | D-4/1-06-A43
35 | CSW-27 | GE 0/35 |  |  | CAT6 |  |  | D-4/1-06-A44
36 | CSW-27 | GE 0/36 |  |  | CAT6 |  |  | D-4/1-06-A45
37 | CSW-27 | GE 0/37 |  |  | CAT6 |  |  | D-4/1-06-A46
38 | CSW-27 | GE 0/38 |  |  | CAT6 |  |  | D-4/1-06-A47
39 | CSW-27 | GE 0/39 |  |  | CAT6 |  |  | D-4/1-06-A48
40 | CSW-27 | GE 0/40 |  |  | CAT6 |  |  | D-4/1-07-A49
41 | CSW-27 | GE 0/41 |  |  | CAT6 |  |  | D-4/1-07-A50
42 | CSW-27 | GE 0/42 |  |  | CAT6 |  |  | D-4/1-07-A51
43 | CSW-27 | GE 0/43 |  |  | CAT6 |  |  | D-4/1-07-A52
44 | CSW-27 | GE 0/44 |  |  | CAT6 |  |  | D-4/1-07-A53
45 | CSW-27 | GE 0/45 |  |  | CAT6 |  |  | D-4/1-07-A54
46 | CSW-27 | GE 0/46 |  |  | CAT6 |  |  | D-4/1-07-A55
47 | CSW-27 | GE 0/47 |  |  | CAT6 |  |  | D-4/1-07-A56
48 | CSW-27 | GE 0/48 |  |  | CAT6 |  |  | D-4/1-08-A57
49 | CSW-27 | SFP+ 0/49 | CORE-02 | SFP+-06 | FIBRE |  |  | TRUNK
50 | CSW-27 | SFP+ 0/50 |  |  | FIBRE
51 | CSW-27 | SFP+ 0/51 |  |  | FIBRE
52 | CSW-27 | SFP+ 0/52 |  |  | FIBRE
HOSTNAME: CSW-28
LOCATION: FDR-5-1
IP MGMT:
MODEL: CISCO C9200-48T-E
S/N:
No. | Src. Device | Port | Dest. Device | Port | Cable Type | Teaming Mode | Teaming Number | Switchport Mode | VLAN Access
01 | CSW-28 | GE 0/1 |  |  | CAT6 |  |  | D-4/1-08-A58
02 | CSW-28 | GE 0/2 |  |  | CAT6 |  |  | D-4/1-08-A59
03 | CSW-28 | GE 0/3 |  |  | CAT6 |  |  | D-4/1-08-A60
04 | CSW-28 | GE 0/4 |  |  | CAT6 |  |  | D-4/1-08-A61
05 | CSW-28 | GE 0/5 |  |  | CAT6 |  |  | D-4/1-08-A62
06 | CSW-28 | GE 0/6 |  |  | CAT6 |  |  | D-4/1-08-A63
07 | CSW-28 | GE 0/7 |  |  | CAT6 |  |  | D-4/1-08-A64
08 | CSW-28 | GE 0/8 |  |  | CAT6 |  |  | D-4/1-09-A65
09 | CSW-28 | GE 0/9 |  |  | CAT6 |  |  | D-4/1-09-A66
10 | CSW-28 | GE 0/10 |  |  | CAT6 |  |  | D-4/1-09-A67
11 | CSW-28 | GE 0/11 |  |  | CAT6 |  |  | D-4/1-09-A68
12 | CSW-28 | GE 0/12 |  |  | CAT6 |  |  | D-4/1-09-A69
13 | CSW-28 | GE 0/13 |  |  | CAT6 |  |  | D-4/1-09-A70
14 | CSW-28 | GE 0/14 |  |  | CAT6 |  |  | D-4/1-09-A71
15 | CSW-28 | GE 0/15 |  |  | CAT6 |  |  | D-4/1-09-A72
16 | CSW-28 | GE 0/16 |  |  | CAT6 |  |  | A-5/1-01-A1
17 | CSW-28 | GE 0/17 |  |  | CAT6 |  |  | A-5/1-01-A2
18 | CSW-28 | GE 0/18 |  |  | CAT6 |  |  | E-5/1-01-A1
19 | CSW-28 | GE 0/19 |  |  | CAT6 |  |  | E-5/1-01-A2
20 | CSW-28 | GE 0/20 |  |  | CAT6 |  |  | E-5/1-01-A3
21 | CSW-28 | GE 0/21 |  |  | CAT6 |  |  | E-5/1-01-A4
22 | CSW-28 | GE 0/22 |  |  | CAT6 |  |  | E-5/1-01-A5
23 | CSW-28 | GE 0/23 |  |  | CAT6 |  |  | E-5/1-01-A6
24 | CSW-28 | GE 0/24 |  |  | CAT6 |  |  | E-5/1-01-A7
25 | CSW-28 | GE 0/25 |  |  | CAT6 |  |  | E-5/1-01-A8
26 | CSW-28 | GE 0/26 |  |  | CAT6 |  |  | E-5/1-02-A9
27 | CSW-28 | GE 0/27 |  |  | CAT6 |  |  | E-5/1-02-A10
28 | CSW-28 | GE 0/28 |  |  | CAT6 |  |  | E-5/1-02-A11
29 | CSW-28 | GE 0/29 |  |  | CAT6 |  |  | E-5/1-02-A12
30 | CSW-28 | GE 0/30 |  |  | CAT6 |  |  | E-5/1-02-A13
31 | CSW-28 | GE 0/31 |  |  | CAT6 |  |  | E-5/1-02-A14
32 | CSW-28 | GE 0/32 |  |  | CAT6 |  |  | E-5/1-02-A15
33 | CSW-28 | GE 0/33 |  |  | CAT6 |  |  | E-5/1-02-A16
34 | CSW-28 | GE 0/34 |  |  | CAT6 |  |  | E-5/1-03-A17
35 | CSW-28 | GE 0/35 |  |  | CAT6 |  |  | E-5/1-03-A18
36 | CSW-28 | GE 0/36 |  |  | CAT6 |  |  | E-5/1-03-A19
37 | CSW-28 | GE 0/37 |  |  | CAT6 |  |  | E-5/1-03-A20
38 | CSW-28 | GE 0/38 |  |  | CAT6 |  |  | E-5/1-03-A21
39 | CSW-28 | GE 0/39 |  |  | CAT6 |  |  | E-5/1-03-A22
40 | CSW-28 | GE 0/40 |  |  | CAT6 |  |  | E-5/1-03-A23
41 | CSW-28 | GE 0/41 |  |  | CAT6 |  |  | E-5/1-03-A24
42 | CSW-28 | GE 0/42 |  |  | CAT6 |  |  | E-5/1-04-A25
43 | CSW-28 | GE 0/43 |  |  | CAT6 |  |  | E-5/1-04-A26
44 | CSW-28 | GE 0/44 |  |  | CAT6 |  |  | E-5/1-04-A27
45 | CSW-28 | GE 0/45 |  |  | CAT6 |  |  | E-5/1-04-A28
46 | CSW-28 | GE 0/46 |  |  | CAT6 |  |  | E-5/1-04-A29
47 | CSW-28 | GE 0/47 |  |  | CAT6 |  |  | E-5/1-04-A30
48 | CSW-28 | GE 0/48 |  |  | CAT6 |  |  | E-5/1-04-A31
49 | CSW-28 | SFP+ 0/49 | CORE-02 | SFP+-07 | FIBRE |  |  | TRUNK
50 | CSW-28 | SFP+ 0/50 |  |  | FIBRE
51 | CSW-28 | SFP+ 0/51 |  |  | FIBRE
52 | CSW-28 | SFP+ 0/52 |  |  | FIBRE
HOSTNAME: CSW-29
LOCATION: FDR-5-1
IP MGMT:
MODEL: CISCO C9200-48T-E
S/N:
No. | Src. Device | Port | Dest. Device | Port | Cable Type | Teaming Mode | Teaming Number | Switchport Mode | VLAN Access
01 | CSW-29 | GE 0/1 |  |  | CAT6 |  |  | E-5/1-04-A32
02 | CSW-29 | GE 0/2 |  |  | CAT6 |  |  | E-5/1-05-A33
03 | CSW-29 | GE 0/3 |  |  | CAT6 |  |  | E-5/1-05-A34
04 | CSW-29 | GE 0/4 |  |  | CAT6 |  |  | E-5/1-05-A35
05 | CSW-29 | GE 0/5 |  |  | CAT6 |  |  | E-5/1-05-A36
06 | CSW-29 | GE 0/6 |  |  | CAT6 |  |  | E-5/1-05-A37
07 | CSW-29 | GE 0/7 |  |  | CAT6 |  |  | E-5/1-05-A38
08 | CSW-29 | GE 0/8 |  |  | CAT6 |  |  | E-5/1-05-A39
09 | CSW-29 | GE 0/9 |  |  | CAT6 |  |  | E-5/1-05-A40
10 | CSW-29 | GE 0/10 |  |  | CAT6 |  |  | E-5/1-06-A41
11 | CSW-29 | GE 0/11 |  |  | CAT6 |  |  | E-5/1-06-A42
12 | CSW-29 | GE 0/12 |  |  | CAT6 |  |  | E-5/1-06-A43
13 | CSW-29 | GE 0/13 |  |  | CAT6 |  |  | E-5/1-06-A44
14 | CSW-29 | GE 0/14 |  |  | CAT6 |  |  | E-5/1-06-A45
15 | CSW-29 | GE 0/15 |  |  | CAT6 |  |  | E-5/1-06-A46
16 | CSW-29 | GE 0/16 |  |  | CAT6 |  |  | E-5/1-06-A47
17 | CSW-29 | GE 0/17 |  |  | CAT6 |  |  | E-5/1-06-A48
18 | CSW-29 | GE 0/18 |  |  | CAT6 |  |  | E-5/1-07-A49
19 | CSW-29 | GE 0/19 |  |  | CAT6 |  |  | E-5/1-07-A50
20 | CSW-29 | GE 0/20 |  |  | CAT6 |  |  | E-5/1-07-A51
21 | CSW-29 | GE 0/21 |  |  | CAT6 |  |  | E-5/1-07-A52
22 | CSW-29 | GE 0/22 |  |  | CAT6 |  |  | E-5/1-07-A53
23 | CSW-29 | GE 0/23 |  |  | CAT6 |  |  | E-5/1-07-A54
24 | CSW-29 | GE 0/24 |  |  | CAT6 |  |  | E-5/1-07-A55
25 | CSW-29 | GE 0/25 |  |  | CAT6 |  |  | E-5/1-07-A56
26 | CSW-29 | GE 0/26 |  |  | CAT6 |  |  | E-5/1-08-A57
27 | CSW-29 | GE 0/27 |  |  | CAT6 |  |  | E-5/1-08-A58
28 | CSW-29 | GE 0/28 |  |  | CAT6 |  |  | E-5/1-08-A59
29 | CSW-29 | GE 0/29 |  |  | CAT6 |  |  | E-5/1-08-A60
30 | CSW-29 | GE 0/30 |  |  | CAT6 |  |  | E-5/1-08-A61
31 | CSW-29 | GE 0/31 |  |  | CAT6 |  |  | E-5/1-08-A62
32 | CSW-29 | GE 0/32 |  |  | CAT6 |  |  | E-5/1-08-A63
33 | CSW-29 | GE 0/33 |  |  | CAT6 |  |  | E-5/1-08-A64
34 | CSW-29 | GE 0/34 |  |  | CAT6 |  |  | E-5/1-09-A65
35 | CSW-29 | GE 0/35 |  |  | CAT6 |  |  | E-5/1-09-A66
36 | CSW-29 | GE 0/36 |  |  | CAT6 |  |  | E-5/1-09-A67
37 | CSW-29 | GE 0/37 |  |  | CAT6 |  |  | E-5/1-09-A68
38 | CSW-29 | GE 0/38 |  |  | CAT6 |  |  | E-5/1-09-A69
39 | CSW-29 | GE 0/39 |  |  | CAT6 |  |  | E-5/1-09-A70
40 | CSW-29 | GE 0/40 |  |  | CAT6 |  |  | E-5/1-09-A71
41 | CSW-29 | GE 0/41 |  |  | CAT6 |  |  | E-5/1-09-A72
42 | CSW-29 | GE 0/42 |  |  | CAT6
43 | CSW-29 | GE 0/43 |  |  | CAT6
44 | CSW-29 | GE 0/44 |  |  | CAT6
45 | CSW-29 | GE 0/45 |  |  | CAT6
46 | CSW-29 | GE 0/46 |  |  | CAT6
47 | CSW-29 | GE 0/47 |  |  | CAT6
48 | CSW-29 | GE 0/48 |  |  | CAT6
49 | CSW-29 | SFP+ 0/49 | CORE-02 | SFP+-08 | FIBRE |  |  | TRUNK
50 | CSW-29 | SFP+ 0/50 |  |  | FIBRE
51 | CSW-29 | SFP+ 0/51 |  |  | FIBRE
52 | CSW-29 | SFP+ 0/52 |  |  | FIBRE
HOSTNAME: CSW-30
LOCATION: FDR-5-1
IP MGMT:
MODEL: CISCO C9200-24P-E
S/N:
No. | Src. Device | Port | Dest. Device | Port | Cable Type | Teaming Mode | Teaming Number | Switchport Mode | VLAN Access
01 | CSW-30 | GE 0/1 |  |  | CAT6 |  |  | A-4/1-01-T1
02 | CSW-30 | GE 0/2 |  |  | CAT6 |  |  | A-5/1-01-T1
03 | CSW-30 | GE 0/3 |  |  | CAT6 |  |  | 4/1-01-W1
04 | CSW-30 | GE 0/4 |  |  | CAT6 |  |  | 4/1-02-W2
05 | CSW-30 | GE 0/5 |  |  | CAT6 |  |  | 4/1-03-W3
06 | CSW-30 | GE 0/6 |  |  | CAT6 |  |  | 4/1-04-W4
07 | CSW-30 | GE 0/7 |  |  | CAT6 |  |  | 4/1-05-W5
08 | CSW-30 | GE 0/8 |  |  | CAT6 |  |  | 4/1-06-W6
09 | CSW-30 | GE 0/9 |  |  | CAT6 |  |  | 4/1-07-W7
10 | CSW-30 | GE 0/10 |  |  | CAT6 |  |  | 4/1-08-W8
11 | CSW-30 | GE 0/11 |  |  | CAT6 |  |  | 4/1-09-W9
12 | CSW-30 | GE 0/12 |  |  | CAT6 |  |  | 4/1-10-W10
13 | CSW-30 | GE 0/13 |  |  | CAT6 |  |  | 4/1-11-W11
14 | CSW-30 | GE 0/14 |  |  | CAT6 |  |  | 4/1-12-W12
15 | CSW-30 | GE 0/15 |  |  | CAT6 |  |  | 4/1-13-W13
16 | CSW-30 | GE 0/16 |  |  | CAT6 |  |  | 4/1-14-W14
17 | CSW-30 | GE 0/17 |  |  | CAT6 |  |  | 5/1-01-W1
18 | CSW-30 | GE 0/18 |  |  | CAT6 |  |  | 5/1-02-W2
19 | CSW-30 | GE 0/19 |  |  | CAT6 |  |  | 5/1-03-W3
20 | CSW-30 | GE 0/20 |  |  | CAT6 |  |  | 5/1-04-W4
21 | CSW-30 | GE 0/21 |  |  | CAT6 |  |  | 5/1-05-W5
22 | CSW-30 | GE 0/22 |  |  | CAT6 |  |  | 5/1-06-W6
23 | CSW-30 | GE 0/23 |  |  | CAT6 |  |  | 5/1-07-W7
24 | CSW-30 | GE 0/24 |  |  | CAT6
25 | CSW-30 | SFP+ 0/25 | CORE-02 | SFP+-09 | FIBRE |  |  | TRUNK
26 | CSW-30 | SFP+ 0/26 |  |  | FIBRE
27 | CSW-30 | SFP+ 0/27 |  |  | FIBRE
28 | CSW-30 | SFP+ 0/28 |  |  | FIBRE
HOSTNAME: CSW-31
LOCATION: FDR-5-2
IP MGMT:
MODEL: CISCO C9200-48T-E
S/N:
No. | Src. Device | Port | Dest. Device | Port | Cable Type | Teaming Mode | Teaming Number | Switchport Mode | VLAN Access
01 | CSW-31 | GE 0/1 |  |  | CAT6 |  |  | CLGC-D1 |  | COLLEGE COUNSILORS
02 | CSW-31 | GE 0/2 |  |  | CAT6 |  |  | CLGC-D2
03 | CSW-31 | GE 0/3 |  |  | CAT6 |  |  | CLGC-D3
04 | CSW-31 | GE 0/4 |  |  | CAT6 |  |  | CLGC-D4
05 | CSW-31 | GE 0/5 |  |  | CAT6 |  |  | CLGC-D5
06 | CSW-31 | GE 0/6 |  |  | CAT6 |  |  | CLGC-D6
07 | CSW-31 | GE 0/7 |  |  | CAT6 |  |  | CLGC-D7
08 | CSW-31 | GE 0/8 |  |  | CAT6 |  |  | CLGC-D8
09 | CSW-31 | GE 0/9 |  |  | CAT6 |  |  | CLGC-D9
10 | CSW-31 | GE 0/10 |  |  | CAT6 |  |  | CLGC-D10
11 | CSW-31 | GE 0/11 |  |  | CAT6 |  |  | CLGC-D11
12 | CSW-31 | GE 0/12 |  |  | CAT6 |  |  | CLGC-D12
13 | CSW-31 | GE 0/13 |  |  | CAT6 |  |  | A-4/2-01-D1
14 | CSW-31 | GE 0/14 |  |  | CAT6 |  |  | A-4/2-02-D2
15 | CSW-31 | GE 0/15 |  |  | CAT6 |  |  | A-4/2-03-D3
16 | CSW-31 | GE 0/16 |  |  | CAT6 |  |  | B-4/2-01-D1
17 | CSW-31 | GE 0/17 |  |  | CAT6 |  |  | D-4/2-01-D1
18 | CSW-31 | GE 0/18 |  |  | CAT6 |  |  | D-4/2-02-D2
19 | CSW-31 | GE 0/19 |  |  | CAT6 |  |  | D-4/2-03-D3
20 | CSW-31 | GE 0/20 |  |  | CAT6 |  |  | D-4/2-04-D4
21 | CSW-31 | GE 0/21 |  |  | CAT6 |  |  | D-4/2-05-D5
22 | CSW-31 | GE 0/22 |  |  | CAT6 |  |  | D-4/2-06-D6
23 | CSW-31 | GE 0/23 |  |  | CAT6 |  |  | D-4/2-07-D7
24 | CSW-31 | GE 0/24 |  |  | CAT6 |  |  | D-4/2-08-D8
25 | CSW-31 | GE 0/25 |  |  | CAT6 |  |  | D-4/2-09-D9
26 | CSW-31 | GE 0/26 |  |  | CAT6 |  |  | D-4/2-10-D10
27 | CSW-31 | GE 0/27 |  |  | CAT6 |  |  | D-4/2-11-D11
28 | CSW-31 | GE 0/28 |  |  | CAT6 |  |  | A-5/2-01-D1
29 | CSW-31 | GE 0/29 |  |  | CAT6 |  |  | A-5/2-02-D2
30 | CSW-31 | GE 0/30 |  |  | CAT6 |  |  | D-5/2-01-D1
31 | CSW-31 | GE 0/31 |  |  | CAT6 |  |  | D-5/2-01-D2
32 | CSW-31 | GE 0/32 |  |  | CAT6 |  |  | D-5/2-02-D3
33 | CSW-31 | GE 0/33 |  |  | CAT6 |  |  | D-5/2-02-D4
34 | CSW-31 | GE 0/34 |  |  | CAT6 |  |  | E-5/2-01-D1
35 | CSW-31 | GE 0/35 |  |  | CAT6 |  |  | E-5/2-01-D2
36 | CSW-31 | GE 0/36 |  |  | CAT6 |  |  | E-5/2-02-D3
37 | CSW-31 | GE 0/37 |  |  | CAT6 |  |  | E-5/2-02-D4
38 | CSW-31 | GE 0/38 |  |  | CAT6 |  |  | E-5/2-03-D5
39 | CSW-31 | GE 0/39 |  |  | CAT6 |  |  | E-5/2-03-D6
40 | CSW-31 | GE 0/40 |  |  | CAT6 |  |  | E-5/2-04-D7
41 | CSW-31 | GE 0/41 |  |  | CAT6 |  |  | E-5/2-04-D8
42 | CSW-31 | GE 0/42 |  |  | CAT6 |  |  | E-5/2-05-D9
43 | CSW-31 | GE 0/43 |  |  | CAT6 |  |  | E-5/2-05-D10
44 | CSW-31 | GE 0/44 |  |  | CAT6 |  |  | E-5/2-06-D11
45 | CSW-31 | GE 0/45 |  |  | CAT6 |  |  | E-5/2-06-D12
46 | CSW-31 | GE 0/46 |  |  | CAT6 |  |  | E-5/2-07-D13
47 | CSW-31 | GE 0/47 |  |  | CAT6 |  |  | E-5/2-07-D14
48 | CSW-31 | GE 0/48 |  |  | CAT6 |  |  | E-5/2-08-D15
49 | CSW-31 | SFP+ 0/49 | CORE-02 | SFP+-10 | FIBRE |  |  | TRUNK
50 | CSW-31 | SFP+ 0/50 |  |  | FIBRE
51 | CSW-31 | SFP+ 0/51 |  |  | FIBRE
52 | CSW-31 | SFP+ 0/52 |  |  | FIBRE
HOSTNAME: CSW-32
LOCATION: FDR-5-2
IP MGMT:
MODEL: CISCO C9200-48T-E
S/N:
No. | Src. Device | Port | Dest. Device | Port | Cable Type | Teaming Mode | Teaming Number | Switchport Mode | VLAN Access
01 | CSW-32 | GE 0/1 |  |  | CAT6 |  |  | E-5/2-08-D16
02 | CSW-32 | GE 0/2 |  |  | CAT6 |  |  | E-5/2-09-D17
03 | CSW-32 | GE 0/3 |  |  | CAT6 |  |  | E-5/2-09-D18
04 | CSW-32 | GE 0/4 |  |  | CAT6 |  |  | E-5/2-10-D19
05 | CSW-32 | GE 0/5 |  |  | CAT6 |  |  | E-5/2-10-D20
06 | CSW-32 | GE 0/6 |  |  | CAT6 |  |  | F-5/2-01-D1
07 | CSW-32 | GE 0/7 |  |  | CAT6 |  |  | F-5/2-01-D2
08 | CSW-32 | GE 0/8 |  |  | CAT6 |  |  | A-4/2-01-A1
09 | CSW-32 | GE 0/9 |  |  | CAT6 |  |  | A-4/2-01-A2
10 | CSW-32 | GE 0/10 |  |  | CAT6 |  |  | A-4/2-02-A3
11 | CSW-32 | GE 0/11 |  |  | CAT6 |  |  | A-4/2-02-A4
12 | CSW-32 | GE 0/12 |  |  | CAT6 |  |  | A-4/2-03-A5
13 | CSW-32 | GE 0/13 |  |  | CAT6 |  |  | A-4/2-03-A6
14 | CSW-32 | GE 0/14 |  |  | CAT6 |  |  | B-4/2-01-A1
15 | CSW-32 | GE 0/15 |  |  | CAT6 |  |  | B-4/2-01-A2
16 | CSW-32 | GE 0/16 |  |  | CAT6 |  |  | B-4/2-01-A3
17 | CSW-32 | GE 0/17 |  |  | CAT6 |  |  | B-4/2-01-A4
18 | CSW-32 | GE 0/18 |  |  | CAT6 |  |  | D-4/2-01-A1
19 | CSW-32 | GE 0/19 |  |  | CAT6 |  |  | D-4/2-01-A2
20 | CSW-32 | GE 0/20 |  |  | CAT6 |  |  | D-4/2-01-A3
21 | CSW-32 | GE 0/21 |  |  | CAT6 |  |  | D-4/2-01-A4
22 | CSW-32 | GE 0/22 |  |  | CAT6 |  |  | D-4/2-01-A5
23 | CSW-32 | GE 0/23 |  |  | CAT6 |  |  | D-4/2-01-A6
24 | CSW-32 | GE 0/24 |  |  | CAT6 |  |  | D-4/2-01-A7
25 | CSW-32 | GE 0/25 |  |  | CAT6 |  |  | D-4/2-01-A8
26 | CSW-32 | GE 0/26 |  |  | CAT6 |  |  | D-4/2-01-A9
27 | CSW-32 | GE 0/27 |  |  | CAT6 |  |  | D-4/2-01-A10
28 | CSW-32 | GE 0/28 |  |  | CAT6 |  |  | D-4/2-01-A11
29 | CSW-32 | GE 0/29 |  |  | CAT6 |  |  | D-4/2-01-A12
30 | CSW-32 | GE 0/30 |  |  | CAT6 |  |  | D-4/2-02-A13
31 | CSW-32 | GE 0/31 |  |  | CAT6 |  |  | D-4/2-02-A14
32 | CSW-32 | GE 0/32 |  |  | CAT6 |  |  | D-4/2-02-A15
33 | CSW-32 | GE 0/33 |  |  | CAT6 |  |  | D-4/2-02-A16
34 | CSW-32 | GE 0/34 |  |  | CAT6 |  |  | D-4/2-02-A17
35 | CSW-32 | GE 0/35 |  |  | CAT6 |  |  | D-4/2-02-A18
36 | CSW-32 | GE 0/36 |  |  | CAT6 |  |  | D-4/2-02-A19
37 | CSW-32 | GE 0/37 |  |  | CAT6 |  |  | D-4/2-02-A20
38 | CSW-32 | GE 0/38 |  |  | CAT6 |  |  | D-4/2-02-A21
39 | CSW-32 | GE 0/39 |  |  | CAT6 |  |  | D-4/2-02-A22
40 | CSW-32 | GE 0/40 |  |  | CAT6 |  |  | D-4/2-02-A23
41 | CSW-32 | GE 0/41 |  |  | CAT6 |  |  | D-4/2-02-A24
42 | CSW-32 | GE 0/42 |  |  | CAT6 |  |  | D-4/2-03-A25
43 | CSW-32 | GE 0/43 |  |  | CAT6 |  |  | D-4/2-03-A26
44 | CSW-32 | GE 0/44 |  |  | CAT6 |  |  | D-4/2-03-A27
45 | CSW-32 | GE 0/45 |  |  | CAT6 |  |  | D-4/2-03-A28
46 | CSW-32 | GE 0/46 |  |  | CAT6 |  |  | D-4/2-03-A29
47 | CSW-32 | GE 0/47 |  |  | CAT6 |  |  | D-4/2-03-A30
48 | CSW-32 | GE 0/48 |  |  | CAT6 |  |  | D-4/2-03-A31
49 | CSW-32 | SFP+ 0/49 | CORE-02 | SFP+-11 | FIBRE |  |  | TRUNK
50 | CSW-32 | SFP+ 0/50 |  |  | FIBRE
51 | CSW-32 | SFP+ 0/51 |  |  | FIBRE
52 | CSW-32 | SFP+ 0/52 |  |  | FIBRE
HOSTNAME: CSW-33
LOCATION: FDR-5-2
IP MGMT:
MODEL: CISCO C9200-48T-E
S/N:
No. | Src. Device | Port | Dest. Device | Port | Cable Type | Teaming Mode | Teaming Number | Switchport Mode | VLAN Access
01 | CSW-33 | GE 0/1 |  |  | CAT6 |  |  | D-4/2-03-A32
02 | CSW-33 | GE 0/2 |  |  | CAT6 |  |  | D-4/2-03-A33
03 | CSW-33 | GE 0/3 |  |  | CAT6 |  |  | D-4/2-03-A34
04 | CSW-33 | GE 0/4 |  |  | CAT6 |  |  | D-4/2-03-A35
05 | CSW-33 | GE 0/5 |  |  | CAT6 |  |  | D-4/2-03-A36
06 | CSW-33 | GE 0/6 |  |  | CAT6 |  |  | D-4/2-04-A37
07 | CSW-33 | GE 0/7 |  |  | CAT6 |  |  | D-4/2-04-A38
08 | CSW-33 | GE 0/8 |  |  | CAT6 |  |  | D-4/2-04-A39
09 | CSW-33 | GE 0/9 |  |  | CAT6 |  |  | D-4/2-04-A40
10 | CSW-33 | GE 0/10 |  |  | CAT6 |  |  | D-4/2-04-A41
11 | CSW-33 | GE 0/11 |  |  | CAT6 |  |  | D-4/2-04-A42
12 | CSW-33 | GE 0/12 |  |  | CAT6 |  |  | D-4/2-04-A43
13 | CSW-33 | GE 0/13 |  |  | CAT6 |  |  | D-4/2-04-A44
14 | CSW-33 | GE 0/14 |  |  | CAT6 |  |  | D-4/2-04-A45
15 | CSW-33 | GE 0/15 |  |  | CAT6 |  |  | D-4/2-04-A46
16 | CSW-33 | GE 0/16 |  |  | CAT6 |  |  | D-4/2-04-A47
17 | CSW-33 | GE 0/17 |  |  | CAT6 |  |  | D-4/2-04-A48
18 | CSW-33 | GE 0/18 |  |  | CAT6 |  |  | D-4/2-05-A49
19 | CSW-33 | GE 0/19 |  |  | CAT6 |  |  | D-4/2-05-A50
20 | CSW-33 | GE 0/20 |  |  | CAT6 |  |  | D-4/2-05-A51
21 | CSW-33 | GE 0/21 |  |  | CAT6 |  |  | D-4/2-05-A52
22 | CSW-33 | GE 0/22 |  |  | CAT6 |  |  | D-4/2-05-A53
23 | CSW-33 | GE 0/23 |  |  | CAT6 |  |  | D-4/2-05-A54
24 | CSW-33 | GE 0/24 |  |  | CAT6 |  |  | D-4/2-05-A55
25 | CSW-33 | GE 0/25 |  |  | CAT6 |  |  | D-4/2-05-A56
26 | CSW-33 | GE 0/26 |  |  | CAT6 |  |  | D-4/2-05-A57
27 | CSW-33 | GE 0/27 |  |  | CAT6 |  |  | D-4/2-05-A58
28 | CSW-33 | GE 0/28 |  |  | CAT6 |  |  | D-4/2-05-A59
29 | CSW-33 | GE 0/29 |  |  | CAT6 |  |  | D-4/2-05-A60
30 | CSW-33 | GE 0/30 |  |  | CAT6 |  |  | D-4/2-06-A61
31 | CSW-33 | GE 0/31 |  |  | CAT6 |  |  | D-4/2-06-A62
32 | CSW-33 | GE 0/32 |  |  | CAT6 |  |  | D-4/2-06-A63
33 | CSW-33 | GE 0/33 |  |  | CAT6 |  |  | D-4/2-06-A64
34 | CSW-33 | GE 0/34 |  |  | CAT6 |  |  | D-4/2-06-A65
35 | CSW-33 | GE 0/35 |  |  | CAT6 |  |  | D-4/2-06-A66
36 | CSW-33 | GE 0/36 |  |  | CAT6 |  |  | D-4/2-06-A67
37 | CSW-33 | GE 0/37 |  |  | CAT6 |  |  | D-4/2-06-A68
38 | CSW-33 | GE 0/38 |  |  | CAT6 |  |  | D-4/2-06-A69
39 | CSW-33 | GE 0/39 |  |  | CAT6 |  |  | D-4/2-06-A70
40 | CSW-33 | GE 0/40 |  |  | CAT6 |  |  | D-4/2-06-A71
41 | CSW-33 | GE 0/41 |  |  | CAT6 |  |  | D-4/2-06-A72
42 | CSW-33 | GE 0/42 |  |  | CAT6 |  |  | D-4/2-07-A73
43 | CSW-33 | GE 0/43 |  |  | CAT6 |  |  | D-4/2-07-A74
44 | CSW-33 | GE 0/44 |  |  | CAT6 |  |  | D-4/2-07-A75
45 | CSW-33 | GE 0/45 |  |  | CAT6 |  |  | D-4/2-07-A76
46 | CSW-33 | GE 0/46 |  |  | CAT6 |  |  | D-4/2-07-A77
47 | CSW-33 | GE 0/47 |  |  | CAT6 |  |  | D-4/2-07-A78
48 | CSW-33 | GE 0/48 |  |  | CAT6 |  |  | D-4/2-07-A79
49 | CSW-33 | SFP+ 0/49 | CORE-02 | SFP+-12 | FIBRE |  |  | TRUNK
50 | CSW-33 | SFP+ 0/50 |  |  | FIBRE
51 | CSW-33 | SFP+ 0/51 |  |  | FIBRE
52 | CSW-33 | SFP+ 0/52 |  |  | FIBRE
HOSTNAME: CSW-34
LOCATION: FDR-5-2
IP MGMT:
MODEL: CISCO C9200-48T-E
S/N:
No. | Src. Device | Port | Dest. Device | Port | Cable Type | Teaming Mode | Teaming Number | Switchport Mode | VLAN Access
01 | CSW-34 | GE 0/1 |  |  | CAT6 |  |  | D-4/2-07-A80
02 | CSW-34 | GE 0/2 |  |  | CAT6 |  |  | D-4/2-07-A81
03 | CSW-34 | GE 0/3 |  |  | CAT6 |  |  | D-4/2-07-A82
04 | CSW-34 | GE 0/4 |  |  | CAT6 |  |  | D-4/2-07-A83
05 | CSW-34 | GE 0/5 |  |  | CAT6 |  |  | D-4/2-07-A84
06 | CSW-34 | GE 0/6 |  |  | CAT6 |  |  | D-4/2-08-A85
07 | CSW-34 | GE 0/7 |  |  | CAT6 |  |  | D-4/2-08-A86
08 | CSW-34 | GE 0/8 |  |  | CAT6 |  |  | D-4/2-08-A87
09 | CSW-34 | GE 0/9 |  |  | CAT6 |  |  | D-4/2-08-A88
10 | CSW-34 | GE 0/10 |  |  | CAT6 |  |  | D-4/2-08-A89
11 | CSW-34 | GE 0/11 |  |  | CAT6 |  |  | D-4/2-08-A90
12 | CSW-34 | GE 0/12 |  |  | CAT6 |  |  | D-4/2-08-A91
13 | CSW-34 | GE 0/13 |  |  | CAT6 |  |  | D-4/2-08-A92
14 | CSW-34 | GE 0/14 |  |  | CAT6 |  |  | D-4/2-08-A93
15 | CSW-34 | GE 0/15 |  |  | CAT6 |  |  | D-4/2-08-A94
16 | CSW-34 | GE 0/16 |  |  | CAT6 |  |  | D-4/2-08-A95
17 | CSW-34 | GE 0/17 |  |  | CAT6 |  |  | D-4/2-08-A96
18 | CSW-34 | GE 0/18 |  |  | CAT6 |  |  | D-4/2-09-A97
19 | CSW-34 | GE 0/19 |  |  | CAT6 |  |  | D-4/2-09-A98
20 | CSW-34 | GE 0/20 |  |  | CAT6 |  |  | D-4/2-09-A99
21 | CSW-34 | GE 0/21 |  |  | CAT6 |  |  | D-4/2-09-A100
22 | CSW-34 | GE 0/22 |  |  | CAT6 |  |  | D-4/2-09-A101
23 | CSW-34 | GE 0/23 |  |  | CAT6 |  |  | D-4/2-09-A102
24 | CSW-34 | GE 0/24 |  |  | CAT6 |  |  | D-4/2-09-A103
25 | CSW-34 | GE 0/25 |  |  | CAT6 |  |  | D-4/2-09-A104
26 | CSW-34 | GE 0/26 |  |  | CAT6 |  |  | D-4/2-09-A105
27 | CSW-34 | GE 0/27 |  |  | CAT6 |  |  | D-4/2-09-A106
28 | CSW-34 | GE 0/28 |  |  | CAT6 |  |  | D-4/2-09-A107
29 | CSW-34 | GE 0/29 |  |  | CAT6 |  |  | D-4/2-09-A108
30 | CSW-34 | GE 0/30 |  |  | CAT6 |  |  | D-4/2-10-A109
31 | CSW-34 | GE 0/31 |  |  | CAT6 |  |  | D-4/2-10-A110
32 | CSW-34 | GE 0/32 |  |  | CAT6 |  |  | D-4/2-10-A111
33 | CSW-34 | GE 0/33 |  |  | CAT6 |  |  | D-4/2-10-A112
34 | CSW-34 | GE 0/34 |  |  | CAT6 |  |  | D-4/2-10-A113
35 | CSW-34 | GE 0/35 |  |  | CAT6 |  |  | D-4/2-10-A114
36 | CSW-34 | GE 0/36 |  |  | CAT6 |  |  | D-4/2-10-A115
37 | CSW-34 | GE 0/37 |  |  | CAT6 |  |  | D-4/2-10-A116
38 | CSW-34 | GE 0/38 |  |  | CAT6 |  |  | D-4/2-10-A117
39 | CSW-34 | GE 0/39 |  |  | CAT6 |  |  | D-4/2-10-A118
40 | CSW-34 | GE 0/40 |  |  | CAT6 |  |  | D-4/2-10-A119
41 | CSW-34 | GE 0/41 |  |  | CAT6 |  |  | D-4/2-10-A120
42 | CSW-34 | GE 0/42 |  |  | CAT6 |  |  | D-4/2-11-A121
43 | CSW-34 | GE 0/43 |  |  | CAT6 |  |  | D-4/2-11-A122
44 | CSW-34 | GE 0/44 |  |  | CAT6 |  |  | D-4/2-11-A123
45 | CSW-34 | GE 0/45 |  |  | CAT6 |  |  | D-4/2-11-A124
46 | CSW-34 | GE 0/46 |  |  | CAT6 |  |  | D-4/2-11-A125
47 | CSW-34 | GE 0/47 |  |  | CAT6 |  |  | D-4/2-11-A126
48 | CSW-34 | GE 0/48 |  |  | CAT6 |  |  | D-4/2-11-A127
49 | CSW-34 | SFP+ 0/49 | CORE-02 | SFP+-13 | FIBRE |  |  | TRUNK
50 | CSW-34 | SFP+ 0/50 |  |  | FIBRE
51 | CSW-34 | SFP+ 0/51 |  |  | FIBRE
52 | CSW-34 | SFP+ 0/52 |  |  | FIBRE
HOSTNAME: CSW-35
LOCATION: FDR-5-2
IP MGMT:
MODEL: CISCO C9200-48T-E
S/N:
No. | Src. Device | Port | Dest. Device | Port | Cable Type | Teaming Mode | Teaming Number | Switchport Mode | VLAN Access
01 | CSW-35 | GE 0/1 |  |  | CAT6 |  |  | D-4/2-11-A128
02 | CSW-35 | GE 0/2 |  |  | CAT6 |  |  | D-4/2-11-A129
03 | CSW-35 | GE 0/3 |  |  | CAT6 |  |  | D-4/2-11-A130
04 | CSW-35 | GE 0/4 |  |  | CAT6 |  |  | D-4/2-11-A131
05 | CSW-35 | GE 0/5 |  |  | CAT6 |  |  | D-4/2-11-A132
06 | CSW-35 | GE 0/6 |  |  | CAT6 |  |  | A-5/2-01-A1
07 | CSW-35 | GE 0/7 |  |  | CAT6 |  |  | A-5/2-01-A2
08 | CSW-35 | GE 0/8 |  |  | CAT6 |  |  | A-5/2-02-A3
09 | CSW-35 | GE 0/9 |  |  | CAT6 |  |  | A-5/2-02-A4
10 | CSW-35 | GE 0/10 |  |  | CAT6 |  |  | D-5/2-01-A1
11 | CSW-35 | GE 0/11 |  |  | CAT6 |  |  | D-5/2-01-A2
12 | CSW-35 | GE 0/12 |  |  | CAT6 |  |  | D-5/2-01-A3
13 | CSW-35 | GE 0/13 |  |  | CAT6 |  |  | D-5/2-01-A4
14 | CSW-35 | GE 0/14 |  |  | CAT6 |  |  | D-5/2-01-A5
15 | CSW-35 | GE 0/15 |  |  | CAT6 |  |  | D-5/2-01-A6
16 | CSW-35 | GE 0/16 |  |  | CAT6 |  |  | D-5/2-01-A7
17 | CSW-35 | GE 0/17 |  |  | CAT6 |  |  | D-5/2-01-A8
18 | CSW-35 | GE 0/18 |  |  | CAT6 |  |  | D-5/2-02-A9
19 | CSW-35 | GE 0/19 |  |  | CAT6 |  |  | D-5/2-02-A10
20 | CSW-35 | GE 0/20 |  |  | CAT6 |  |  | D-5/2-02-A11
21 | CSW-35 | GE 0/21 |  |  | CAT6 |  |  | D-5/2-02-A12
22 | CSW-35 | GE 0/22 |  |  | CAT6 |  |  | D-5/2-02-A13
23 | CSW-35 | GE 0/23 |  |  | CAT6 |  |  | D-5/2-02-A14
24 | CSW-35 | GE 0/24 |  |  | CAT6 |  |  | D-5/2-02-A15
25 | CSW-35 | GE 0/25 |  |  | CAT6 |  |  | D-5/2-02-A16
26 | CSW-35 | GE 0/26 |  |  | CAT6 |  |  | E-5/2-01-A1
27 | CSW-35 | GE 0/27 |  |  | CAT6 |  |  | E-5/2-01-A2
28 | CSW-35 | GE 0/28 |  |  | CAT6 |  |  | E-5/2-01-A3
29 | CSW-35 | GE 0/29 |  |  | CAT6 |  |  | E-5/2-01-A4
30 | CSW-35 | GE 0/30 |  |  | CAT6 |  |  | E-5/2-01-A5
31 | CSW-35 | GE 0/31 |  |  | CAT6 |  |  | E-5/2-01-A6
32 | CSW-35 | GE 0/32 |  |  | CAT6 |  |  | E-5/2-01-A7
33 | CSW-35 | GE 0/33 |  |  | CAT6 |  |  | E-5/2-01-A8
34 | CSW-35 | GE 0/34 |  |  | CAT6 |  |  | E-5/2-01-A9
35 | CSW-35 | GE 0/35 |  |  | CAT6 |  |  | E-5/2-01-A10
36 | CSW-35 | GE 0/36 |  |  | CAT6 |  |  | E-5/2-01-A11
37 | CSW-35 | GE 0/37 |  |  | CAT6 |  |  | E-5/2-01-A12
38 | CSW-35 | GE 0/38 |  |  | CAT6 |  |  | E-5/2-02-A13
39 | CSW-35 | GE 0/39 |  |  | CAT6 |  |  | E-5/2-02-A14
40 | CSW-35 | GE 0/40 |  |  | CAT6 |  |  | E-5/2-02-A15
41 | CSW-35 | GE 0/41 |  |  | CAT6 |  |  | E-5/2-02-A16
42 | CSW-35 | GE 0/42 |  |  | CAT6 |  |  | E-5/2-02-A17
43 | CSW-35 | GE 0/43 |  |  | CAT6 |  |  | E-5/2-02-A18
44 | CSW-35 | GE 0/44 |  |  | CAT6 |  |  | E-5/2-02-A19
45 | CSW-35 | GE 0/45 |  |  | CAT6 |  |  | E-5/2-02-A20
46 | CSW-35 | GE 0/46 |  |  | CAT6 |  |  | E-5/2-02-A21
47 | CSW-35 | GE 0/47 |  |  | CAT6 |  |  | E-5/2-02-A22
48 | CSW-35 | GE 0/48 |  |  | CAT6 |  |  | E-5/2-02-A23
49 | CSW-35 | SFP+ 0/49 | CORE-02 | SFP+-14 | FIBRE |  |  | TRUNK
50 | CSW-35 | SFP+ 0/50 |  |  | FIBRE
51 | CSW-35 | SFP+ 0/51 |  |  | FIBRE
52 | CSW-35 | SFP+ 0/52 |  |  | FIBRE
HOSTNAME: CSW-36
LOCATION: FDR-5-2
IP MGMT:
MODEL: CISCO C9200-48T-E
S/N:
No. | Src. Device | Port | Dest. Device | Port | Cable Type | Teaming Mode | Teaming Number | Switchport Mode | VLAN Access
01 | CSW-36 | GE 0/1 |  |  | CAT6 |  |  | E-5/2-02-A24
02 | CSW-36 | GE 0/2 |  |  | CAT6 |  |  | E-5/2-03-A25
03 | CSW-36 | GE 0/3 |  |  | CAT6 |  |  | E-5/2-03-A26
04 | CSW-36 | GE 0/4 |  |  | CAT6 |  |  | E-5/2-03-A27
05 | CSW-36 | GE 0/5 |  |  | CAT6 |  |  | E-5/2-03-A28
06 | CSW-36 | GE 0/6 |  |  | CAT6 |  |  | E-5/2-03-A29
07 | CSW-36 | GE 0/7 |  |  | CAT6 |  |  | E-5/2-03-A30
08 | CSW-36 | GE 0/8 |  |  | CAT6 |  |  | E-5/2-03-A31
09 | CSW-36 | GE 0/9 |  |  | CAT6 |  |  | E-5/2-03-A32
10 | CSW-36 | GE 0/10 |  |  | CAT6 |  |  | E-5/2-03-A33
11 | CSW-36 | GE 0/11 |  |  | CAT6 |  |  | E-5/2-03-A34
12 | CSW-36 | GE 0/12 |  |  | CAT6 |  |  | E-5/2-03-A35
13 | CSW-36 | GE 0/13 |  |  | CAT6 |  |  | E-5/2-03-A36
14 | CSW-36 | GE 0/14 |  |  | CAT6 |  |  | E-5/2-04-A37
15 | CSW-36 | GE 0/15 |  |  | CAT6 |  |  | E-5/2-04-A38
16 | CSW-36 | GE 0/16 |  |  | CAT6 |  |  | E-5/2-04-A39
17 | CSW-36 | GE 0/17 |  |  | CAT6 |  |  | E-5/2-04-A40
18 | CSW-36 | GE 0/18 |  |  | CAT6 |  |  | E-5/2-04-A41
19 | CSW-36 | GE 0/19 |  |  | CAT6 |  |  | E-5/2-04-A42
20 | CSW-36 | GE 0/20 |  |  | CAT6 |  |  | E-5/2-04-A43
21 | CSW-36 | GE 0/21 |  |  | CAT6 |  |  | E-5/2-04-A44
22 | CSW-36 | GE 0/22 |  |  | CAT6 |  |  | E-5/2-04-A45
23 | CSW-36 | GE 0/23 |  |  | CAT6 |  |  | E-5/2-04-A46
24 | CSW-36 | GE 0/24 |  |  | CAT6 |  |  | E-5/2-04-A47
25 | CSW-36 | GE 0/25 |  |  | CAT6 |  |  | E-5/2-04-A48
26 | CSW-36 | GE 0/26 |  |  | CAT6 |  |  | E-5/2-05-A49
27 | CSW-36 | GE 0/27 |  |  | CAT6 |  |  | E-5/2-05-A50
28 | CSW-36 | GE 0/28 |  |  | CAT6 |  |  | E-5/2-05-A51
29 | CSW-36 | GE 0/29 |  |  | CAT6 |  |  | E-5/2-05-A52
30 | CSW-36 | GE 0/30 |  |  | CAT6 |  |  | E-5/2-05-A53
31 | CSW-36 | GE 0/31 |  |  | CAT6 |  |  | E-5/2-05-A54
32 | CSW-36 | GE 0/32 |  |  | CAT6 |  |  | E-5/2-05-A55
33 | CSW-36 | GE 0/33 |  |  | CAT6 |  |  | E-5/2-05-A56
34 | CSW-36 | GE 0/34 |  |  | CAT6 |  |  | E-5/2-05-A57
35 | CSW-36 | GE 0/35 |  |  | CAT6 |  |  | E-5/2-05-A58
36 | CSW-36 | GE 0/36 |  |  | CAT6 |  |  | E-5/2-05-A59
37 | CSW-36 | GE 0/37 |  |  | CAT6 |  |  | E-5/2-05-A60
38 | CSW-36 | GE 0/38 |  |  | CAT6 |  |  | E-5/2-06-A61
39 | CSW-36 | GE 0/39 |  |  | CAT6 |  |  | E-5/2-06-A62
40 | CSW-36 | GE 0/40 |  |  | CAT6 |  |  | E-5/2-06-A63
41 | CSW-36 | GE 0/41 |  |  | CAT6 |  |  | E-5/2-06-A64
42 | CSW-36 | GE 0/42 |  |  | CAT6 |  |  | E-5/2-06-A65
43 | CSW-36 | GE 0/43 |  |  | CAT6 |  |  | E-5/2-06-A66
44 | CSW-36 | GE 0/44 |  |  | CAT6 |  |  | E-5/2-06-A67
45 | CSW-36 | GE 0/45 |  |  | CAT6 |  |  | E-5/2-06-A68
46 | CSW-36 | GE 0/46 |  |  | CAT6 |  |  | E-5/2-06-A69
47 | CSW-36 | GE 0/47 |  |  | CAT6 |  |  | E-5/2-06-A70
48 | CSW-36 | GE 0/48 |  |  | CAT6 |  |  | E-5/2-06-A71
49 | CSW-36 | SFP+ 0/49 | CORE-02 | SFP+-15 | FIBRE |  |  | TRUNK
50 | CSW-36 | SFP+ 0/50 |  |  | FIBRE
51 | CSW-36 | SFP+ 0/51 |  |  | FIBRE
52 | CSW-36 | SFP+ 0/52 |  |  | FIBRE
HOSTNAME: CSW-37
LOCATION: FDR-5-2
IP MGMT:
MODEL: CISCO C9200-48T-E
S/N:
No. | Src. Device | Port | Dest. Device | Port | Cable Type | Teaming Mode | Teaming Number | Switchport Mode | VLAN Access
01 | CSW-37 | GE 0/1 |  |  | CAT6 |  |  | E-5/2-06-A72
02 | CSW-37 | GE 0/2 |  |  | CAT6 |  |  | E-5/2-07-A73
03 | CSW-37 | GE 0/3 |  |  | CAT6 |  |  | E-5/2-07-A74
04 | CSW-37 | GE 0/4 |  |  | CAT6 |  |  | E-5/2-07-A75
05 | CSW-37 | GE 0/5 |  |  | CAT6 |  |  | E-5/2-07-A76
06 | CSW-37 | GE 0/6 |  |  | CAT6 |  |  | E-5/2-07-A77
07 | CSW-37 | GE 0/7 |  |  | CAT6 |  |  | E-5/2-07-A78
08 | CSW-37 | GE 0/8 |  |  | CAT6 |  |  | E-5/2-07-A79
09 | CSW-37 | GE 0/9 |  |  | CAT6 |  |  | E-5/2-07-A80
10 | CSW-37 | GE 0/10 |  |  | CAT6 |  |  | E-5/2-07-A81
11 | CSW-37 | GE 0/11 |  |  | CAT6 |  |  | E-5/2-07-A82
12 | CSW-37 | GE 0/12 |  |  | CAT6 |  |  | E-5/2-07-A83
13 | CSW-37 | GE 0/13 |  |  | CAT6 |  |  | E-5/2-07-A84
14 | CSW-37 | GE 0/14 |  |  | CAT6 |  |  | E-5/2-08-A85
15 | CSW-37 | GE 0/15 |  |  | CAT6 |  |  | E-5/2-08-A86
16 | CSW-37 | GE 0/16 |  |  | CAT6 |  |  | E-5/2-08-A87
17 | CSW-37 | GE 0/17 |  |  | CAT6 |  |  | E-5/2-08-A88
18 | CSW-37 | GE 0/18 |  |  | CAT6 |  |  | E-5/2-08-A89
19 | CSW-37 | GE 0/19 |  |  | CAT6 |  |  | E-5/2-08-A90
20 | CSW-37 | GE 0/20 |  |  | CAT6 |  |  | E-5/2-08-A91
21 | CSW-37 | GE 0/21 |  |  | CAT6 |  |  | E-5/2-08-A92
22 | CSW-37 | GE 0/22 |  |  | CAT6 |  |  | E-5/2-08-A93
23 | CSW-37 | GE 0/23 |  |  | CAT6 |  |  | E-5/2-08-A94
24 | CSW-37 | GE 0/24 |  |  | CAT6 |  |  | E-5/2-08-A95
25 | CSW-37 | GE 0/25 |  |  | CAT6 |  |  | E-5/2-08-A96
26 | CSW-37 | GE 0/26 |  |  | CAT6 |  |  | E-5/2-09-A97
27 | CSW-37 | GE 0/27 |  |  | CAT6 |  |  | E-5/2-09-A98
28 | CSW-37 | GE 0/28 |  |  | CAT6 |  |  | E-5/2-09-A99
29 | CSW-37 | GE 0/29 |  |  | CAT6 |  |  | E-5/2-09-A100
30 | CSW-37 | GE 0/30 |  |  | CAT6 |  |  | E-5/2-09-A101
31 | CSW-37 | GE 0/31 |  |  | CAT6 |  |  | E-5/2-09-A102
32 | CSW-37 | GE 0/32 |  |  | CAT6 |  |  | E-5/2-09-A103
33 | CSW-37 | GE 0/33 |  |  | CAT6 |  |  | E-5/2-09-A104
34 | CSW-37 | GE 0/34 |  |  | CAT6 |  |  | E-5/2-09-A105
35 | CSW-37 | GE 0/35 |  |  | CAT6 |  |  | E-5/2-09-A106
36 | CSW-37 | GE 0/36 |  |  | CAT6 |  |  | E-5/2-09-A107
37 | CSW-37 | GE 0/37 |  |  | CAT6 |  |  | E-5/2-09-A108
38 | CSW-37 | GE 0/38 |  |  | CAT6 |  |  | E-5/2-10-A109
39 | CSW-37 | GE 0/39 |  |  | CAT6 |  |  | E-5/2-10-A110
40 | CSW-37 | GE 0/40 |  |  | CAT6 |  |  | E-5/2-10-A111
41 | CSW-37 | GE 0/41 |  |  | CAT6 |  |  | E-5/2-10-A112
42 | CSW-37 | GE 0/42 |  |  | CAT6 |  |  | E-5/2-10-A113
43 | CSW-37 | GE 0/43 |  |  | CAT6 |  |  | E-5/2-10-A114
44 | CSW-37 | GE 0/44 |  |  | CAT6 |  |  | E-5/2-10-A115
45 | CSW-37 | GE 0/45 |  |  | CAT6 |  |  | E-5/2-10-A116
46 | CSW-37 | GE 0/46 |  |  | CAT6 |  |  | E-5/2-10-A117
47 | CSW-37 | GE 0/47 |  |  | CAT6 |  |  | E-5/2-10-A118
48 | CSW-37 | GE 0/48 |  |  | CAT6 |  |  | E-5/2-10-A119
49 | CSW-37 | SFP+ 0/49 | CORE-02 | SFP+-16 | FIBRE |  |  | TRUNK
50 | CSW-37 | SFP+ 0/50 |  |  | FIBRE
51 | CSW-37 | SFP+ 0/51 |  |  | FIBRE
52 | CSW-37 | SFP+ 0/52 |  |  | FIBRE
HOSTNAME: CSW-38
LOCATION: FDR-5-2
IP MGMT:
MODEL: CISCO C9200-24T-E
S/N:
No. | Src. Device | Port | Dest. Device | Port | Cable Type | Teaming Mode | Teaming Number | Switchport Mode | VLAN Access
01 | CSW-38 | GE 0/1 |  |  | CAT6 |  |  | E-5/2-10-A120
02 | CSW-38 | GE 0/2 |  |  | CAT6 |  |  | F-5/2-01-A1
03 | CSW-38 | GE 0/3 |  |  | CAT6 |  |  | F-5/2-01-A2
04 | CSW-38 | GE 0/4 |  |  | CAT6 |  |  | F-5/2-01-A3
05 | CSW-38 | GE 0/5 |  |  | CAT6 |  |  | F-5/2-01-A4
06 | CSW-38 | GE 0/6 |  |  | CAT6 |  |  | F-5/2-01-A5
07 | CSW-38 | GE 0/7 |  |  | CAT6 |  |  | F-5/2-01-A6
08 | CSW-38 | GE 0/8 |  |  | CAT6 |  |  | F-5/2-01-A7
09 | CSW-38 | GE 0/9 |  |  | CAT6 |  |  | F-5/2-01-A8
10 | CSW-38 | GE 0/10 |  |  | CAT6 |  |  | F-5/2-01-A9
11 | CSW-38 | GE 0/11 |  |  | CAT6 |  |  | F-5/2-01-A10
12 | CSW-38 | GE 0/12 |  |  | CAT6 |  |  | F-5/2-01-A11
13 | CSW-38 | GE 0/13 |  |  | CAT6 |  |  | F-5/2-01-A12
14 | CSW-38 | GE 0/14 |  |  | CAT6 |  |  | F-5/2-01-A13
15 | CSW-38 | GE 0/15 |  |  | CAT6 |  |  | F-5/2-01-A14
16 | CSW-38 | GE 0/16 |  |  | CAT6 |  |  | F-5/2-01-A15
17 | CSW-38 | GE 0/17 |  |  | CAT6 |  |  | F-5/2-01-A16
18 | CSW-38 | GE 0/18 |  |  | CAT6
19 | CSW-38 | GE 0/19 |  |  | CAT6
20 | CSW-38 | GE 0/20 |  |  | CAT6
21 | CSW-38 | GE 0/21 |  |  | CAT6
22 | CSW-38 | GE 0/22 |  |  | CAT6
23 | CSW-38 | GE 0/23 |  |  | CAT6
24 | CSW-38 | GE 0/24 |  |  | CAT6
25 | CSW-38 | SFP+ 0/25 | CORE-02 | SFP+-17 | FIBRE |  |  | TRUNK
26 | CSW-38 | SFP+ 0/26 |  |  | FIBRE
27 | CSW-38 | SFP+ 0/27 |  |  | FIBRE
28 | CSW-38 | SFP+ 0/28 |  |  | FIBRE
HOSTNAME: CSW-39
LOCATION: FDR-5-2
IP MGMT:
MODEL: CISCO C9200-48P-E
S/N:
No. | Src. Device | Port | Dest. Device | Port | Cable Type | Teaming Mode | Teaming Number | Switchport Mode | VLAN Access
01 | CSW-39 | GE 0/1 |  |  | CAT6 |  |  | CLGC-T1 |  | COLLEGE COUNSILORS
02 | CSW-39 | GE 0/2 |  |  | CAT6 |  |  | CLGC-T2
03 | CSW-39 | GE 0/3 |  |  | CAT6 |  |  | CLGC-T3
04 | CSW-39 | GE 0/4 |  |  | CAT6 |  |  | CLGC-T4
05 | CSW-39 | GE 0/5 |  |  | CAT6 |  |  | A-4/2-01-T1
06 | CSW-39 | GE 0/6 |  |  | CAT6 |  |  | A-4/2-02-T2
07 | CSW-39 | GE 0/7 |  |  | CAT6 |  |  | A-4/2-03-T3
08 | CSW-39 | GE 0/8 |  |  | CAT6 |  |  | B-4/2-01-T1
09 | CSW-39 | GE 0/9 |  |  | CAT6 |  |  | A-5/2-01-T1
10 | CSW-39 | GE 0/10 |  |  | CAT6 |  |  | A-5/2-02-T2
11 | CSW-39 | GE 0/11 |  |  | CAT6 |  |  | 4/2-01-W1
12 | CSW-39 | GE 0/12 |  |  | CAT6 |  |  | 4/2-02-W2
13 | CSW-39 | GE 0/13 |  |  | CAT6 |  |  | 4/2-03-W3
14 | CSW-39 | GE 0/14 |  |  | CAT6 |  |  | 4/2-04-W4
15 | CSW-39 | GE 0/15 |  |  | CAT6 |  |  | 4/2-05-W5
16 | CSW-39 | GE 0/16 |  |  | CAT6 |  |  | 4/2-06-W6
17 | CSW-39 | GE 0/17 |  |  | CAT6 |  |  | 4/2-07-W7
18 | CSW-39 | GE 0/18 |  |  | CAT6 |  |  | 4/2-08-W8
19 | CSW-39 | GE 0/19 |  |  | CAT6 |  |  | 4/2-09-W9
20 | CSW-39 | GE 0/20 |  |  | CAT6 |  |  | 4/2-10-W10
21 | CSW-39 | GE 0/21 |  |  | CAT6 |  |  | 4/2-11-W11
22 | CSW-39 | GE 0/22 |  |  | CAT6 |  |  | 4/2-12-W12
23 | CSW-39 | GE 0/23 |  |  | CAT6 |  |  | 4/2-13-W13
24 | CSW-39 | GE 0/24 |  |  | CAT6 |  |  | 5/2-01-W1
25 | CSW-39 | GE 0/25 |  |  | CAT6 |  |  | 5/2-02-W2
26 | CSW-39 | GE 0/26 |  |  | CAT6 |  |  | 5/2-03-W3
27 | CSW-39 | GE 0/27 |  |  | CAT6 |  |  | 5/2-04-W4
28 | CSW-39 | GE 0/28 |  |  | CAT6 |  |  | 5/2-05-W5
29 | CSW-39 | GE 0/29 |  |  | CAT6 |  |  | 5/2-06-W6
30 | CSW-39 | GE 0/30 |  |  | CAT6 |  |  | 5/2-07-W7
31 | CSW-39 | GE 0/31 |  |  | CAT6 |  |  | 5/2-08-W8
32 | CSW-39 | GE 0/32 |  |  | CAT6
33 | CSW-39 | GE 0/33 |  |  | CAT6
34 | CSW-39 | GE 0/34 |  |  | CAT6
35 | CSW-39 | GE 0/35 |  |  | CAT6
36 | CSW-39 | GE 0/36 |  |  | CAT6
37 | CSW-39 | GE 0/37 |  |  | CAT6
38 | CSW-39 | GE 0/38 |  |  | CAT6
39 | CSW-39 | GE 0/39 |  |  | CAT6
40 | CSW-39 | GE 0/40 |  |  | CAT6
41 | CSW-39 | GE 0/41 |  |  | CAT6
42 | CSW-39 | GE 0/42 |  |  | CAT6
43 | CSW-39 | GE 0/43 |  |  | CAT6
44 | CSW-39 | GE 0/44 |  |  | CAT6
45 | CSW-39 | GE 0/45 |  |  | CAT6
46 | CSW-39 | GE 0/46 |  |  | CAT6
47 | CSW-39 | GE 0/47 |  |  | CAT6
48 | CSW-39 | GE 0/48 |  |  | CAT6
49 | CSW-39 | SFP+ 0/49 | CORE-02 | SFP+-18 | FIBRE |  |  | TRUNK
50 | CSW-39 | SFP+ 0/50 |  |  | FIBRE
51 | CSW-39 | SFP+ 0/51 |  |  | FIBRE
52 | CSW-39 | SFP+ 0/52 |  |  | FIBRE
HOSTNAME: CSW-40
LOCATION: FDR-5-2-LIB
IP MGMT:
MODEL: CISCO C9200-48T-E
S/N:
No. | Src. Device | Port | Dest. Device | Port | Cable Type | Teaming Mode | Teaming Number | Switchport Mode | VLAN Access
01 | CSW-40 | GE 0/1 |  |  | CAT6 |  |  | LI-D1 |  | LIBRARY
02 | CSW-40 | GE 0/2 |  |  | CAT6 |  |  | LI-D2
03 | CSW-40 | GE 0/3 |  |  | CAT6 |  |  | LI-D3
04 | CSW-40 | GE 0/4 |  |  | CAT6 |  |  | LI-D4
05 | CSW-40 | GE 0/5 |  |  | CAT6 |  |  | LI-D5
06 | CSW-40 | GE 0/6 |  |  | CAT6 |  |  | LI-D6
07 | CSW-40 | GE 0/7 |  |  | CAT6 |  |  | LI-D7
08 | CSW-40 | GE 0/8 |  |  | CAT6 |  |  | LI-D8
09 | CSW-40 | GE 0/9 |  |  | CAT6 |  |  | LI-D9
10 | CSW-40 | GE 0/10 |  |  | CAT6 |  |  | LI-D10
11 | CSW-40 | GE 0/11 |  |  | CAT6 |  |  | LI-D11
12 | CSW-40 | GE 0/12 |  |  | CAT6 |  |  | LI-D12
13 | CSW-40 | GE 0/13 |  |  | CAT6 |  |  | LI-D13
14 | CSW-40 | GE 0/14 |  |  | CAT6 |  |  | LI-D14
15 | CSW-40 | GE 0/15 |  |  | CAT6 |  |  | LI-D15
16 | CSW-40 | GE 0/16 |  |  | CAT6 |  |  | LI-D16
17 | CSW-40 | GE 0/17 |  |  | CAT6 |  |  | LI-D17
18 | CSW-40 | GE 0/18 |  |  | CAT6 |  |  | LI-D18
19 | CSW-40 | GE 0/19 |  |  | CAT6 |  |  | LI-D19
20 | CSW-40 | GE 0/20 |  |  | CAT6 |  |  | LI-D20
21 | CSW-40 | GE 0/21 |  |  | CAT6 |  |  | LI-D21
22 | CSW-40 | GE 0/22 |  |  | CAT6 |  |  | LI-D22
23 | CSW-40 | GE 0/23 |  |  | CAT6 |  |  | LI-D23
24 | CSW-40 | GE 0/24 |  |  | CAT6 |  |  | LI-D24
25 | CSW-40 | GE 0/25 |  |  | CAT6 |  |  | LI-D25
26 | CSW-40 | GE 0/26 |  |  | CAT6 |  |  | LI-D26
27 | CSW-40 | GE 0/27 |  |  | CAT6 |  |  | LI-D27
28 | CSW-40 | GE 0/28 |  |  | CAT6 |  |  | LI-D28
29 | CSW-40 | GE 0/29 |  |  | CAT6 |  |  | LI-D29
30 | CSW-40 | GE 0/30 |  |  | CAT6 |  |  | LI-D30
31 | CSW-40 | GE 0/31 |  |  | CAT6 |  |  | LI-D31
32 | CSW-40 | GE 0/32 |  |  | CAT6 |  |  | LI-D32
33 | CSW-40 | GE 0/33 |  |  | CAT6 |  |  | LI-D33
34 | CSW-40 | GE 0/34 |  |  | CAT6 |  |  | LI-D34
35 | CSW-40 | GE 0/35 |  |  | CAT6 |  |  | LI-D35
36 | CSW-40 | GE 0/36 |  |  | CAT6 |  |  | LI-D36
37 | CSW-40 | GE 0/37 |  |  | CAT6 |  |  | LI-D37
38 | CSW-40 | GE 0/38 |  |  | CAT6 |  |  | LI-D38
39 | CSW-40 | GE 0/39 |  |  | CAT6 |  |  | LI-D39
40 | CSW-40 | GE 0/40 |  |  | CAT6 |  |  | LI-D40
41 | CSW-40 | GE 0/41 |  |  | CAT6 |  |  | LI-D41
42 | CSW-40 | GE 0/42 |  |  | CAT6 |  |  | LI-D42
43 | CSW-40 | GE 0/43 |  |  | CAT6 |  |  | LI-D43
44 | CSW-40 | GE 0/44 |  |  | CAT6 |  |  | LI-D44
45 | CSW-40 | GE 0/45 |  |  | CAT6
46 | CSW-40 | GE 0/46 |  |  | CAT6
47 | CSW-40 | GE 0/47 |  |  | CAT6
48 | CSW-40 | GE 0/48 |  |  | CAT6
49 | CSW-40 | SFP+ 0/49 | CORE-02 | SFP+-19 | FIBRE |  |  | TRUNK
50 | CSW-40 | SFP+ 0/50 |  |  | FIBRE
51 | CSW-40 | SFP+ 0/51 |  |  | FIBRE
52 | CSW-40 | SFP+ 0/52 |  |  | FIBRE
HOSTNAME: CSW-41
LOCATION: FDR-5-2-LIB
IP MGMT:
MODEL: CISCO C1000-16P-2G-L
S/N:
No. | Src. Device | Port | Dest. Device | Port | Cable Type | Teaming Mode | Teaming Number | Switchport Mode | VLAN Access
01 | CSW-41 | GE 0/1 |  |  | CAT6 |  |  | LI-T1 |  | LIBRARY
02 | CSW-41 | GE 0/2 |  |  | CAT6 |  |  | LI-T2
03 | CSW-41 | GE 0/3 |  |  | CAT6 |  |  | LI-T3
04 | CSW-41 | GE 0/4 |  |  | CAT6 |  |  | LI-T4
05 | CSW-41 | GE 0/5 |  |  | CAT6 |  |  | LI-T5
06 | CSW-41 | GE 0/6 |  |  | CAT6 |  |  | LI-T6
07 | CSW-41 | GE 0/7 |  |  | CAT6
08 | CSW-41 | GE 0/8 |  |  | CAT6
09 | CSW-41 | GE 0/9 |  |  | CAT6
10 | CSW-41 | GE 0/10 |  |  | CAT6
11 | CSW-41 | GE 0/11 |  |  | CAT6
12 | CSW-41 | GE 0/12 |  |  | CAT6
13 | CSW-41 | GE 0/13 |  |  | CAT6
14 | CSW-41 | GE 0/14 |  |  | CAT6
15 | CSW-41 | GE 0/15 |  |  | CAT6
16 | CSW-41 | GE 0/16 |  |  | CAT6
17 | CSW-41 | SFP 0/17 | CORE-02 | SFP+-20 | FIBRE |  |  | TRUNK
18 | CSW-41 | SFP 0/18 |  |  | FIBRE